## Sheet1
Brand | Category | Category Image | Sub-Category | Sub-Category Image | Order No# | Code | Description | Type | Mode | Mounting | Power (W) | IP | Color | Control Voltage (VAC) | PDT | Current (A) | Load Voltage (VAC) | Control Voltage (VDC) | Heat Sink | Input Voltage (V) | Output Voltage (V) | Voltage Adjust. (V) | DC ok Relays | Voltage (V) | LED Indicator | Test Button | Poles/Pins | Functions | Max Contin. Volt. (V) | Arresting Capacity | Visual Indicator | Remote Signalling | Material | Levers | Wiring Method | Thread Hole | Specification | Locking Category | Dimension | Positions | Rated Volt. (V) | Rated Curr. (A) | Cross Section | Width (mm) | Marking | Packing Unit | Suitable For
Degson | DIN-Rail TB | images/DIN-Rail TB/DIN-Rail TB2/DIN-Rail TB3 | Screw type | images/Screw type1 | 11020000018 | DC2.5-01P-11-00Z(H) | Screw type Din-Rail TB， connector method: Screw/plug-in connector Color: gray， Mounting type: NS 35/7.5， NS 35/15 | [5 empty] | Gray | [27 empty] | 800 | 24 | 0.2 mm² - 4 mm² AWG: 28 - 12 | 5.1 | ZS5 | 100
Degson | DIN-Rail TB | images/DIN-Rail TB/DIN-Rail TB2/DIN-Rail TB3 | Screw type | images/Screw type1 | 11020000035 | DC4-01P-11-00Z(H) | Screw type Din-Rail TB， connector method: Screw/plug-in connector Color: gray， Mounting type: NS 35/7.5， NS 35/16 | [5 empty] | Gray | [27 empty] | 1000 | 32 | 0.5 mm² - 4mm² AWG: 22 - 10 | 6.1 | ZS6 | 100
Degson | DIN-Rail TB | images/DIN-Rail TB/DIN-Rail TB2/DIN-Rail TB3 | Screw type | images/Screw type1 | 11020000047 | DC6-01P-11-00Z(H) | Screw type Din-Rail TB， connector method: Screw/plug-in connector Color: gray， Mounting type: NS 35/7.5， NS 35/17 | [5 empty] | Gray | [27 empty] | 1000 | 41 | 0.5 mm² - 6 mm² AWG: 22 - 8 | 8 | ZS8 | 50
Degson | DIN-Rail TB | images/DIN-Rail TB/DIN-Rail TB2/DIN-Rail TB3 | Screw type | images/Screw type1 | 11020000001 | DC10-01P-11-00Z(H) | Screw type Din-Rail TB， connector method: Screw/plug-in connector Color: gray， Mounting type: NS 35/7.5， NS 35/18 | [5 empty] | Gray | [27 empty] | 1000 | 57 | 0.5 mm² - 10 mm² AWG: 20 - 6 | 10 | ZS10 | 50
Degson | DIN-Rail TB | images/DIN-Rail TB/DIN-Rail TB2/DIN-Rail TB3 | Screw type | images/Screw type1 | 11020000012 | DC16-01P-11-00Z(H) | Screw type Din-Rail TB， connector method: Screw/plug-in connector Color: gray， Mounting type: NS 35/7.5， NS 35/19 | [5 empty] | Gray | [27 empty] | 1000 | 76 | 1.5 mm² - 25 mm² AWG: 14 - 3 | 12 | ZS12 | 20
Degson | DIN-Rail TB | images/DIN-Rail TB/DIN-Rail TB2/DIN-Rail TB3 | Screw type | images/Screw type4 | 11020000029 | DC35-01P-11-00Z(H) | Screw type Din-Rail TB， connector method: Screw/plug-in connector Color: gray， Mounting type: NS 35/7.5， NS 35/20 | [5 empty] | Gray | [27 empty] | 1000 | 125 | 2.5 mm² - 50 mm² AWG: 14 - 1/0 | 16 | ZS12 | 25
Degson | DIN-Rail TB | images/DIN-Rail TB/DIN-Rail TB2/DIN-Rail TB3 | Screw type | images/Screw type5 | 11020000216 | DC50-01P-11-00Z(H) | Screw type Din-Rail TB， connector method: Screw/plug-in connector Color: gray， Mounting type: NS 35/7.5， NS 35/21 | [5 empty] | Gray | [27 empty] | 1000 | 150 | 16 mm² - 50 mm² AWG: 6 - 1/0 | 20 | ZS12 | 10
Degson | DIN-Rail TB | images/DIN-Rail TB/DIN-Rail TB2/DIN-Rail TB3 | Screw type | images/Screw type5 | 11020000213 | DC95-01P-11-00Z(H) | Screw type Din-Rail TB， connector method: Screw/plug-in connector Color: gray， Mounting type: NS 35/7.5， NS 35/22 | [5 empty] | Gray | [27 empty] | 1000 | 232 | 25 mm² - 95 mm² AWG: 2 - 4/0 | 25 | ZS12 | 20
Degson | DIN-Rail TB | images/DIN-Rail TB/DIN-Rail TB2/DIN-Rail TB3 | Screw type | images/Screw type2 | 11020000019 | DC2.5-01P-12-00Z(H) | Screw type Din-Rail TB， connector method: Screw/plug-in connector Color: Blue， Mounting type: NS 35/7.5， NS 35/22 | [5 empty] | Blue | [27 empty] | 800 | 24 | 0.2 mm² - 4 mm² AWG: 28 - 12 | 5.1 | ZS5 | 100
Degson | DIN-Rail TB | images/DIN-Rail TB/DIN-Rail TB2/DIN-Rail TB3 | Screw type | images/Screw type2 | 11020000037 | DC4-01P-12-00Z(H) | Screw type Din-Rail TB， connector method: Screw/plug-in connector Color: Blue， Mounting type: NS 35/7.5， NS 35/23 | [5 empty] | Blue | [27 empty] | 1000 | 32 | 0.5 mm² - 4mm² AWG: 22 - 10 | 6.1 | ZS6 | 100
Degson | DIN-Rail TB | images/DIN-Rail TB/DIN-Rail TB2/DIN-Rail TB3 | Screw type | images/Screw type2 | 11020000048 | DC6-01P-12-00Z(H) | Screw type Din-Rail TB， connector method: Screw/plug-in connector Color: Blue， Mounting type: NS 35/7.5， NS 35/24 | [5 empty] | Blue | [27 empty] | 1000 | 41 | 0.5 mm² - 6 mm² AWG: 22 - 8 | 8 | ZS8 | 50
Degson | DIN-Rail TB | images/DIN-Rail TB/DIN-Rail TB2/DIN-Rail TB3 | Screw type | images/Screw type2 | 11020000002 | DC10-01P-12-00Z(H) | Screw type Din-Rail TB， connector method: Screw/plug-in connector Color: Blue， Mounting type: NS 35/7.5， NS 35/25 | [5 empty] | Blue | [27 empty] | 1000 | 57 | 0.5 mm² - 10 mm² AWG: 20 - 6 | 10 | ZS10 | 50
Degson | DIN-Rail TB | images/DIN-Rail TB/DIN-Rail TB2/DIN-Rail TB3 | Screw type | images/Screw type2 | 11020000013 | DC16-01P-12-00Z(H) | Screw type Din-Rail TB， connector method: Screw/plug-in connector Color: Blue， Mounting type: NS 35/7.5， NS 35/26 | [5 empty] | Blue | [27 empty] | 1000 | 76 | 1.5 mm² - 25 mm² AWG: 14 - 3 | 12 | ZS12 | 20
Degson | DIN-Rail TB | images/DIN-Rail TB/DIN-Rail TB2/DIN-Rail TB3 | Screw type | images/Screw type6 | 11020000030 | DC35-01P-12-00Z(H) | Screw type Din-Rail TB， connector method: Screw/plug-in connector Color: Blue， Mounting type: NS 35/7.5， NS 35/27 | [5 empty] | Blue | [27 empty] | 1000 | 125 | 2.5 mm² - 50 mm² AWG: 14 - 1/0 | 16 | ZS12 | 25
Degson | DIN-Rail TB | images/DIN-Rail TB/DIN-Rail TB2/DIN-Rail TB3 | Screw type | images/Screw type7 | 11020000281 | DC50-01P-12-00Z(H) | Screw type Din-Rail TB， connector method: Screw/plug-in connector Color: Blue， Mounting type: NS 35/7.5， NS 35/28 | [5 empty] | Blue | [27 empty] | 1000 | 150 | 16 mm² - 50 mm² AWG: 6 - 1/0 | 20 | ZS12 | 10
Degson | DIN-Rail TB | images/DIN-Rail TB/DIN-Rail TB2/DIN-Rail TB3 | Screw type | images/Screw type7 | 11020000288 | DC95-01P-12-00Z(H) | Screw type Din-Rail TB， connector method: Screw/plug-in connector Color: Blue， Mounting type: NS 35/7.5， NS 35/29 | [5 empty] | Blue | [27 empty] | 1000 | 232 | 25 mm² - 95 mm² AWG: 2 - 4/0 | 25 | ZS12 | 20
Degson | DIN-Rail TB | images/DIN-Rail TB/DIN-Rail TB2/DIN-Rail TB3 | Screw type | images/Screw type3 | 11020000028 | DC2.5-PE-01P-1C-00Z(H) | Screw type Din-Rail TB， connector method: Screw/plug-in connector Color: Yellow/Green， Mounting type: NS 35/7.5， NS 35/30 | [5 empty] | Yellow/Green | [29 empty] | 0.2 mm² - 4 mm² AWG: 28 - 12 | 5.1 | ZS5 | 100
Degson | DIN-Rail TB | images/DIN-Rail TB/DIN-Rail TB2/DIN-Rail TB3 | Screw type | images/Screw type3 | 11020000046 | DC4-PE-01P-1C-00Z(H) | Screw type Din-Rail TB， connector method: Screw/plug-in connector Color: Yellow/Green， Mounting type: NS 35/7.5， NS 35/31 | [5 empty] | Yellow/Green | [29 empty] | 0.5 mm² - 4mm² AWG: 22 - 10 | 6.1 | ZS6 | 100
Degson | DIN-Rail TB | images/DIN-Rail TB/DIN-Rail TB2/DIN-Rail TB3 | Screw type | images/Screw type3 | 11020000057 | DC6-PE-01P-1C-00Z(H) | Screw type Din-Rail TB， connector method: Screw/plug-in connector Color: Yellow/Green， Mounting type: NS 35/7.5， NS 35/32 | [5 empty] | Yellow/Green | [29 empty] | 0.5 mm² - 6 mm² AWG: 22 - 8 | 8 | ZS8 | 50
Degson | DIN-Rail TB | images/DIN-Rail TB/DIN-Rail TB2/DIN-Rail TB3 | Screw type | images/Screw type3 | 11020000011 | DC10-PE-01P-1C-00Z(H) | Screw type Din-Rail TB， connector method: Screw/plug-in connector Color: Yellow/Green， Mounting type: NS 35/7.5， NS 35/33 | [5 empty] | Yellow/Green | [29 empty] | 0.5 mm² - 10 mm² AWG: 20 - 6 | 10 | ZS10 | 50
Degson | DIN-Rail TB | images/DIN-Rail TB/DIN-Rail TB2/DIN-Rail TB3 | Screw type | images/Screw type3 | 11020000017 | DC16-PE-01P-1C-00Z(H) | Screw type Din-Rail TB， connector method: Screw/plug-in connector Color: Yellow/Green， Mounting type: NS 35/7.5， NS 35/34 | [5 empty] | Yellow/Green | [29 empty] | 1.5 mm² - 25 mm² AWG: 14 - 3 | 12 | ZS12 | 20
Degson | DIN-Rail TB | images/DIN-Rail TB/DIN-Rail TB2/DIN-Rail TB3 | Screw type | images/Screw type8 | 11020000034 | DC35-PE-01P-1C-00Z(H) | Screw type Din-Rail TB， connector method: Screw/plug-in connector Color: Yellow/Green， Mounting type: NS 35/7.5， NS 35/35 | [5 empty] | Yellow/Green | [29 empty] | 2.5 mm² - 50 mm² AWG: 14 - 1/0 | 16 | ZS12 | 25
Degson | DIN-Rail TB | images/DIN-Rail TB/DIN-Rail TB2/DIN-Rail TB3 | Screw type | images/Screw type9 | 11020000218 | DC50-PE-01P-1C-00Z(H) | Screw type Din-Rail TB， connector method: Screw/plug-in connector Color: Yellow/Green， Mounting type: NS 35/7.5， NS 35/36 | [5 empty] | Yellow/Green | [29 empty] | 16 mm² - 50 mm² AWG: 6 - 1/0 | 20 | ZS12 | 10
Degson | DIN-Rail TB | images/DIN-Rail TB/DIN-Rail TB2/DIN-Rail TB3 | Screw type | images/Screw type10 | 11020000369 | DC2.5-01P-16-12Z(H) | Screw type Din-Rail TB， connector method: Screw/plug-in connector Color: Yellow/Red， Mounting type: NS 35/7.5， NS 35/37 | [5 empty] | Red | [27 empty] | 800 | 24 | 0.2 mm² - 4 mm² AWG: 28 - 12 | 5.1 | ZS5 | 100
Degson | DIN-Rail TB | images/DIN-Rail TB/DIN-Rail TB2/DIN-Rail TB3 | Screw type | images/Screw type10 | 11020000362 | DC4-01P-16-12Z(H) | Screw type Din-Rail TB， connector method: Screw/plug-in connector Color: Yellow/Red， Mounting type: NS 35/7.5， NS 35/38 | [5 empty] | Red | [27 empty] | 1000 | 32 | 0.5 mm² - 4mm² AWG: 22 - 10 | 6.1 | ZS6 | 100
Degson | DIN-Rail TB | images/DIN-Rail TB/DIN-Rail TB2/DIN-Rail TB3 | Screw type | images/Screw type10 | 11020000391 | DC6-01P-16-10Z(H) | Screw type Din-Rail TB， connector method: Screw/plug-in connector Color: Yellow/Red， Mounting type: NS 35/7.5， NS 35/39 | [5 empty] | Red | [27 empty] | 1000 | 41 | 0.5 mm² - 6 mm² AWG: 22 - 8 | 8 | ZS8 | 50
Degson | DIN-Rail TB | images/DIN-Rail TB/DIN-Rail TB2/DIN-Rail TB3 | Screw type | images/Screw type11 | 11020000073 | DCKKB2.5-01P-11-00Z(H) | Double Level Screw type Din-Rail TB， connector method: Screw/plug-in connector Color: gray， Mounting type: NS 35/7.5， NS 35/15 | [5 empty] | Gray | [27 empty] | 500 | 24 | 0.2 mm² - 4 mm² AWG: 28 - 12 | 5.1 | ZS5 | 50
Degson | DIN-Rail TB | images/DIN-Rail TB/DIN-Rail TB2/DIN-Rail TB3 | Screw type | images/Screw type11 | 11020000126 | DCKKB4-01P-11-00Z(H) | Double Level Screw type Din-Rail TB， connector method: Screw/plug-in connector Color: gray， Mounting type: NS 35/7.5， NS 35/16 | [5 empty] | Gray | [27 empty] | 500 | 32 | 0.5 mm² - 4mm² AWG: 22 - 10 | 6.1 | ZS6 | 50
Degson | DIN-Rail TB | images/DIN-Rail TB/DIN-Rail TB2/DIN-Rail TB3 | Screw type | images/Screw type11 | 11020000183 | DCKKB10-01P-11-00Z(H) | Double Level Screw type Din-Rail TB， connector method: Screw/plug-in connector Color: gray， Mounting type: NS 35/7.5， NS 35/17 | [5 empty] | Gray | [27 empty] | 500 | 57 | 0.5 mm² - 10 mm² AWG: 20 - 6 | 10 | ZS10 | 20
Degson | DIN-Rail TB | images/DIN-Rail TB/DIN-Rail TB2/DIN-Rail TB3 | Screw type | images/Screw type12 | 11010000076 | PC4-HE-01P-13-00Z(H) | Screw type Din-Rail Fuse TB， connector method: Screw/plug-in connector Fuse type: Glass/ceramic/...， Fuse type: G / 5 x 20， Color: black, Mounting type: NS 35/7.5， NS 35/15. | [5 empty] | Black | [27 empty] | 800 | 6.3 | 0.2 mm² - 4mm² AWG: 24 - 10 | 8 | ZS8 | 45
Degson | DIN-Rail TB | images/DIN-Rail TB/DIN-Rail TB2/DIN-Rail TB3 | Screw type | images/Screw type13 | 11020000045 | DC4-HE-01P-13-00Z(H) | Screw type Din-Rail Fuse TB， connector method: Screw/plug-in connector Fuse type: Glass/ceramic/...， Fuse type: G / 5 x 20， Color: black, Mounting type: NS 35/7.5， NS 35/15. | [5 empty] | Black | [27 empty] | 500 | 6.3 | 0.5 mm² - 4mm² AWG: 22 - 10 | 8 | ZS8 | 50
Degson | DIN-Rail TB | images/DIN-Rail TB/DIN-Rail TB2/DIN-Rail TB3 | Screw type | images/Screw type14 | 11020000120 | DC4-HE-LD24-01P-13-00Z(H) | Screw type Din-Rail Fuse TB， connector method: Screw/plug-in connector Fuse type: Glass/ceramic/...， Fuse type: G / 5 x 20， Color: black, Mounting type: NS 35/7.5， NS 35/15. | [5 empty] | Black | [27 empty] | 24 | 6.3 | 0.5 mm² - 4mm² AWG: 22 - 10 | 8 | ZS8 | 50
Degson | DIN-Rail TB | images/DIN-Rail TB/DIN-Rail TB2/DIN-Rail TB3 | Screw type | images/Screw type14 | 11020000121 | DC4-HE-LD250-01P-13-00Z(H) | Screw type Din-Rail Fuse TB， connector method: Screw/plug-in connector Fuse type: Glass/ceramic/...， Fuse type: G / 5 x 20， Color: black, Mounting type: NS 35/7.5， NS 35/15. | [5 empty] | Black | [27 empty] | 250 | 6.3 | 0.5 mm² - 4mm² AWG: 22 - 10 | 8 | ZS8 | 50
Degson | DIN-Rail TB | images/DIN-Rail TB/DIN-Rail TB2/DIN-Rail TB3 | Screw type | images/Screw type15 | 11060000079 | D-DC2.5-01P-11-00Z(H) | End Covers for Screw type Din-Rail TB | [5 empty] | Gray | [28 empty] | 1.5 | 100 |  |  |  | DC2.5-DC4
Degson | DIN-Rail TB | images/DIN-Rail TB/DIN-Rail TB2/DIN-Rail TB3 | Screw type | images/Screw type16 | 11060000080 | D-DC6-01P-11-00Z(H) | End Covers for Screw type Din-Rail TB | [5 empty] | Gray | [28 empty] | 1.5 | 100 |  |  |  | DC6 - DC10
Degson | DIN-Rail TB | images/DIN-Rail TB/DIN-Rail TB2/DIN-Rail TB3 | Screw type | images/Screw type17 | 11060000076 | D-DC16-01P-11-00Z(H) | End Covers for Screw type Din-Rail TB | [5 empty] | Gray | [28 empty] | 1.5 | 50 |  |  |  | DC16
Degson | DIN-Rail TB | images/DIN-Rail TB/DIN-Rail TB2/DIN-Rail TB3 | Screw type | images/Screw type18 | 11060000232 | D-DCKKB2.5-01P-11-00Z(H) | End Covers for Screw type Din-Rail TB | [5 empty] | Gray | [28 empty] | 1.5 | 50 |  |  |  | DCKKB2.5 DCKKB4
Degson | DIN-Rail TB | images/DIN-Rail TB/DIN-Rail TB2/DIN-Rail TB3 | Screw type | images/Screw type19 | 11060000576 | D-DCKKB10-01P-11-00Z(H) | End Covers for Screw type Din-Rail TB | [5 empty] | Gray | [28 empty] | 1.5 | 50 |  |  |  | DCKKB10
Degson | DIN-Rail TB | images/DIN-Rail TB/DIN-Rail TB2/DIN-Rail TB3 | Screw type | images/Screw type20 | 11060000231 | D-DC4-HE-01P-13-00Z(H) | End Covers for Screw type Din-Rail TB | [5 empty] | Black | [28 empty] | 1.5 | 100 |  |  |  | DC4-HE-LD24 DC4-HE-LD250
Degson | DIN-Rail TB | images/DIN-Rail TB/DIN-Rail TB2/DIN-Rail TB3 | Screw type | images/Screw type21 | 92119900006 | DFA2.5-02P-11-00Z(H) | Plug-in bridge for Screw type Din-Rail TB Color: Gray | [5 empty] | Gray | [26 empty] | 2 |  |  |  | 5.1 |  | 10 | DC2.5 / DCKKB2.5
Degson | DIN-Rail TB | images/DIN-Rail TB/DIN-Rail TB2/DIN-Rail TB3 | Screw type | images/Screw type22 | 92119900007 | DFA2.5-03P-11-00Z(H) | Plug-in bridge for Screw type Din-Rail TB Color: Gray | [5 empty] | Gray | [26 empty] | 3 |  |  |  | 5.1 |  | 10 | DC2.5 / DCKKB2.5
Degson | DIN-Rail TB | images/DIN-Rail TB/DIN-Rail TB2/DIN-Rail TB3 | Screw type | images/Screw type23 | 92119900008 | DFA2.5-04P-11-00Z(H) | Plug-in bridge for Screw type Din-Rail TB Color: Gray | [5 empty] | Gray | [26 empty] | 4 |  |  |  | 5.1 |  | 10 | DC2.5 / DCKKB2.5
Degson | DIN-Rail TB | images/DIN-Rail TB/DIN-Rail TB2/DIN-Rail TB3 | Screw type | images/Screw type24 | 92119900206 | DFA2.5-06P-11-00Z(H) | Plug-in bridge for Screw type Din-Rail TB Color: Gray | [5 empty] | Gray | [26 empty] | 6 |  |  |  | 5.1 |  | 10 | DC2.5 / DCKKB2.5
Degson | DIN-Rail TB | images/DIN-Rail TB/DIN-Rail TB2/DIN-Rail TB3 | Screw type | images/Screw type25 | 92119900010 | DFA2.5-10P-11-00Z(H) | Plug-in bridge for Screw type Din-Rail TB Color: Gray | [5 empty] | Gray | [26 empty] | 10 |  |  |  | 5.1 |  | 10 | DC2.5 / DCKKB2.5
Degson | DIN-Rail TB | images/DIN-Rail TB/DIN-Rail TB2/DIN-Rail TB3 | Screw type | images/Screw type21 | 92119900015 | DFA4-02P-11-00Z(H) | Plug-in bridge for Screw type Din-Rail TB Color: Gray | [5 empty] | Gray | [26 empty] | 2 |  |  |  | 6.1 |  | 10 | DC4 / DCKKB4
Degson | DIN-Rail TB | images/DIN-Rail TB/DIN-Rail TB2/DIN-Rail TB3 | Screw type | images/Screw type22 | 92119900017 | DFA4-03P-11-00Z(H) | Plug-in bridge for Screw type Din-Rail TB Color: Gray | [5 empty] | Gray | [26 empty] | 3 |  |  |  | 6.1 |  | 10 | DC4 / DCKKB4
Degson | DIN-Rail TB | images/DIN-Rail TB/DIN-Rail TB2/DIN-Rail TB3 | Screw type | images/Screw type23 | 92119900018 | DFA4-04P-11-00Z(H) | Plug-in bridge for Screw type Din-Rail TB Color: Gray | [5 empty] | Gray | [26 empty] | 4 |  |  |  | 6.1 |  | 10 | DC4 / DCKKB4
Degson | DIN-Rail TB | images/DIN-Rail TB/DIN-Rail TB2/DIN-Rail TB3 | Screw type | images/Screw type24 | 92119900020 | DFA4-06P-11-00Z(H) | Plug-in bridge for Screw type Din-Rail TB Color: Gray | [5 empty] | Gray | [26 empty] | 6 |  |  |  | 6.1 |  | 10 | DC4 / DCKKB4
Degson | DIN-Rail TB | images/DIN-Rail TB/DIN-Rail TB2/DIN-Rail TB3 | Screw type | images/Screw type25 | 92119900024 | DFA4-10P-11-00Z(H) | Plug-in bridge for Screw type Din-Rail TB Color: Gray | [5 empty] | Gray | [26 empty] | 10 |  |  |  | 6.1 |  | 10 | DC4 / DCKKB4
Degson | DIN-Rail TB | images/DIN-Rail TB/DIN-Rail TB2/DIN-Rail TB3 | Screw type | images/Screw type21 | 92119900025 | DFA6-02P-11-00Z(H) | Plug-in bridge for Screw type Din-Rail TB Color: Gray | [5 empty] | Gray | [26 empty] | 2 |  |  |  | 8 |  | 10 | DC6
Degson | DIN-Rail TB | images/DIN-Rail TB/DIN-Rail TB2/DIN-Rail TB3 | Screw type | images/Screw type22 | 92119900027 | DFA6-03P-11-00Z(H) | Plug-in bridge for Screw type Din-Rail TB Color: Gray | [5 empty] | Gray | [26 empty] | 3 |  |  |  | 8 |  | 10 | DC6
Degson | DIN-Rail TB | images/DIN-Rail TB/DIN-Rail TB2/DIN-Rail TB3 | Screw type | images/Screw type23 | 92119900028 | DFA6-04P-11-00Z(H) | Plug-in bridge for Screw type Din-Rail TB Color: Gray | [5 empty] | Gray | [26 empty] | 4 |  |  |  | 8 |  | 10 | DC6
Degson | DIN-Rail TB | images/DIN-Rail TB/DIN-Rail TB2/DIN-Rail TB3 | Screw type | images/Screw type24 | 92119900030 | DFA6-06P-11-00Z(H) | Plug-in bridge for Screw type Din-Rail TB Color: Gray | [5 empty] | Gray | [26 empty] | 6 |  |  |  | 8 |  | 10 | DC6
Degson | DIN-Rail TB | images/DIN-Rail TB/DIN-Rail TB2/DIN-Rail TB3 | Screw type | images/Screw type25 | 92119900031 | DFA6-10P-11-00Z(H) | Plug-in bridge for Screw type Din-Rail TB Color: Gray | [5 empty] | Gray | [26 empty] | 10 |  |  |  | 8 |  | 10 | DC6
Degson | DIN-Rail TB | images/DIN-Rail TB/DIN-Rail TB2/DIN-Rail TB3 | Screw type | images/Screw type21 | 92119900001 | DFA10-02P-11-00Z(H) | Plug-in bridge for Screw type Din-Rail TB Color: Gray | [5 empty] | Gray | [26 empty] | 2 |  |  |  | 10 |  | 10 | DC10 / DCKKB10
Degson | DIN-Rail TB | images/DIN-Rail TB/DIN-Rail TB2/DIN-Rail TB3 | Screw type | images/Screw type22 | 92119900002 | DFA10-03P-11-00Z(H) | Plug-in bridge for Screw type Din-Rail TB Color: Gray | [5 empty] | Gray | [26 empty] | 3 |  |  |  | 10 |  | 10 | DC10 / DCKKB10
Degson | DIN-Rail TB | images/DIN-Rail TB/DIN-Rail TB2/DIN-Rail TB3 | Screw type | images/Screw type25 | 92119900003 | DFA10-10P-11-00Z(H) | Plug-in bridge for Screw type Din-Rail TB Color: Gray | [5 empty] | Gray | [26 empty] | 10 |  |  |  | 10 |  | 10 | DC10 / DCKKB10
Degson | DIN-Rail TB | images/DIN-Rail TB/DIN-Rail TB2/DIN-Rail TB3 | Screw type | images/Screw type21 | 92119900004 | DFA16-02P-11-00Z(H) | Plug-in bridge for Screw type Din-Rail TB Color: Gray | [5 empty] | Gray | [26 empty] | 2 |  |  |  | 12 |  | 10 | DC16
Degson | DIN-Rail TB | images/DIN-Rail TB/DIN-Rail TB2/DIN-Rail TB3 | Screw type | images/Screw type22 | 92119900005 | DFA16-03P-11-00Z(H) | Plug-in bridge for Screw type Din-Rail TB Color: Gray | [5 empty] | Gray | [26 empty] | 3 |  |  |  | 12 |  | 10 | DC16
Degson | DIN-Rail TB | images/DIN-Rail TB/DIN-Rail TB2/DIN-Rail TB3 | Screw type | images/Screw type21 | 92119900012 | DFA35-02P-11-00Z(H) | Plug-in bridge for Screw type Din-Rail TB Color: Gray | [5 empty] | Gray | [26 empty] | 2 |  |  |  | 16 |  | 10 | DC35
Degson | DIN-Rail TB | images/DIN-Rail TB/DIN-Rail TB2/DIN-Rail TB3 | Screw type | images/Screw type22 | 92119900014 | DFA35-03P-11-00Z(H) | Plug-in bridge for Screw type Din-Rail TB Color: Gray | [5 empty] | Gray | [26 empty] | 3 |  |  |  | 16 |  | 10 | DC35
Degson | DIN-Rail TB | images/DIN-Rail TB/DIN-Rail TB2/DIN-Rail TB3 | Push type | images/Push type1 | 11040000010 | DS1.5-01P-11-00Z(H) | Push-in Din-Rail TB, connector method: Push-in Color: gray， Mounting type: NS 35/7.5， NS 35/15 | [5 empty] | Gray | [27 empty] | 500 | 17.5 | 0.14 mm² - 1.5 mm² AWG: 26 - 14 | 3.5 | ZS3.5 | 100
Degson | DIN-Rail TB | images/DIN-Rail TB/DIN-Rail TB2/DIN-Rail TB3 | Push type | images/Push type1 | 11040000019 | DS2.5-01P-11-00Z(H) | Push-in Din-Rail TB, connector method: Push-in Color: gray， Mounting type: NS 35/7.5， NS 35/16 | [5 empty] | Gray | [27 empty] | 500 | 24 | 0.2 mm² - 4 mm² AWG: 26 - 12 | 5.2 | ZS5 | 100
Degson | DIN-Rail TB | images/DIN-Rail TB/DIN-Rail TB2/DIN-Rail TB3 | Push type | images/Push type1 | 11040000041 | DS4-01P-11-00Z(H) | Push-in Din-Rail TB, connector method: Push-in Color: gray， Mounting type: NS 35/7.5， NS 35/17 | [5 empty] | Gray | [27 empty] | 800 | 32 | 0.2 mm² - 6 mm² AWG: 24 - 10 | 6.2 | ZS6 | 100
Degson | DIN-Rail TB | images/DIN-Rail TB/DIN-Rail TB2/DIN-Rail TB3 | Push type | images/Push type1 | 11040000052 | DS6-01P-11-00Z(H) | Push-in Din-Rail TB, connector method: Push-in Color: gray， Mounting type: NS 35/7.5， NS 35/18 | [5 empty] | Gray | [27 empty] | 1000 | 41 | 0.5 mm² - 10 mm² AWG: 20 - 8 | 8.2 | ZS8 | 50
Degson | DIN-Rail TB | images/DIN-Rail TB/DIN-Rail TB2/DIN-Rail TB3 | Push type | images/Push type1 | 11040000001 | DS10-01P-11-00Z(H) | Push-in Din-Rail TB, connector method: Push-in Color: gray， Mounting type: NS 35/7.5， NS 35/19 | [5 empty] | Gray | [27 empty] | 1000 | 57 | 0.5 mm² - 16 mm² AWG: 20 - 6 | 10.2 | ZS10 | 20
Degson | DIN-Rail TB | images/DIN-Rail TB/DIN-Rail TB2/DIN-Rail TB3 | Push type | images/Push type2 | 11040000069 | DS16-01P-11-00Z(H) | Push-in Din-Rail TB, connector method: Push-in Color: gray， Mounting type: NS 35/7.5， NS 35/20 | [5 empty] | Gray | [27 empty] | 1000 | 76 | 0.5 mm² - 25 mm² AWG: 20 - 4 | 12.2 | ZS10 | 20
Degson | DIN-Rail TB | images/DIN-Rail TB/DIN-Rail TB2/DIN-Rail TB3 | Push type | images/Push type3 | 11040000011 | DS1.5-01P-12-00Z(H) | Push-in Din-Rail TB, connector method: Push-in Color: Blue， Mounting type: NS 35/7.5， NS 35/21 | [5 empty] | Blue | [27 empty] | 500 | 17.5 | 0.14 mm² - 1.5 mm² AWG: 26 - 14 | 3.5 | ZS3.5 | 100
Degson | DIN-Rail TB | images/DIN-Rail TB/DIN-Rail TB2/DIN-Rail TB3 | Push type | images/Push type3 | 11040000020 | DS2.5-01P-12-00Z(H) | Push-in Din-Rail TB, connector method: Push-in Color: Blue， Mounting type: NS 35/7.5， NS 35/22 | [5 empty] | Blue | [27 empty] | 500 | 24 | 0.2 mm² - 4 mm² AWG: 26 - 12 | 5.2 | ZS5 | 100
Degson | DIN-Rail TB | images/DIN-Rail TB/DIN-Rail TB2/DIN-Rail TB3 | Push type | images/Push type3 | 11040000042 | DS4-01P-12-00Z(H) | Push-in Din-Rail TB, connector method: Push-in Color: Blue， Mounting type: NS 35/7.5， NS 35/23 | [5 empty] | Blue | [27 empty] | 800 | 32 | 0.2 mm² - 6 mm² AWG: 24 - 10 | 6.2 | ZS6 | 100
Degson | DIN-Rail TB | images/DIN-Rail TB/DIN-Rail TB2/DIN-Rail TB3 | Push type | images/Push type3 | 11040000053 | DS6-01P-12-00Z(H) | Push-in Din-Rail TB, connector method: Push-in Color: Blue， Mounting type: NS 35/7.5， NS 35/24 | [5 empty] | Blue | [27 empty] | 1000 | 41 | 0.5 mm² - 10 mm² AWG: 20 - 8 | 8.2 | ZS8 | 50
Degson | DIN-Rail TB | images/DIN-Rail TB/DIN-Rail TB2/DIN-Rail TB3 | Push type | images/Push type3 | 11040000002 | DS10-01P-12-00Z(H) | Push-in Din-Rail TB, connector method: Push-in Color: Blue， Mounting type: NS 35/7.5， NS 35/25 | [5 empty] | Blue | [27 empty] | 1000 | 57 | 0.5 mm² - 16 mm² AWG: 20 - 6 | 10.2 | ZS10 | 20
Degson | DIN-Rail TB | images/DIN-Rail TB/DIN-Rail TB2/DIN-Rail TB3 | Push type | images/Push type4 | 11040000104 | DS16-01P-12-00Z(H) | Push-in Din-Rail TB, connector method: Push-in Color: Blue， Mounting type: NS 35/7.5， NS 35/26 | [5 empty] | Blue | [27 empty] | 1000 | 76 | 0.5 mm² - 25 mm² AWG: 20 - 4 | 12.2 | ZS10 | 20
Degson | DIN-Rail TB | images/DIN-Rail TB/DIN-Rail TB2/DIN-Rail TB3 | Push type | images/Push type5 | 11040000018 | DS1.5-PE-01P-1C-00Z(H) | Push-in Din-Rail TB, connector method: Push-in Color: Yellow/Green， Mounting type: NS 35/7.5， NS 35/27 | [5 empty] | Yellow/Green | [29 empty] | 0.14 mm² - 1.5 mm² AWG: 26 - 14 | 3.5 | ZS3.5 | 100
Degson | DIN-Rail TB | images/DIN-Rail TB/DIN-Rail TB2/DIN-Rail TB3 | Push type | images/Push type5 | 11040000031 | DS2.5-PE-01P-1C-00Z(H) | Push-in Din-Rail TB, connector method: Push-in Color: Yellow/Green， Mounting type: NS 35/7.5， NS 35/28 | [5 empty] | Yellow/Green | [29 empty] | 0.2 mm² - 4 mm² AWG: 26 - 12 | 5.2 | ZS5 | 100
Degson | DIN-Rail TB | images/DIN-Rail TB/DIN-Rail TB2/DIN-Rail TB3 | Push type | images/Push type5 | 11040000047 | DS4-PE-01P-1C-00Z(H) | Push-in Din-Rail TB, connector method: Push-in Color: Yellow/Green， Mounting type: NS 35/7.5， NS 35/29 | [5 empty] | Yellow/Green | [29 empty] | 0.2 mm² - 6 mm² AWG: 24 - 10 | 6.2 | ZS6 | 100
Degson | DIN-Rail TB | images/DIN-Rail TB/DIN-Rail TB2/DIN-Rail TB3 | Push type | images/Push type5 | 11040000060 | DS6-PE-01P-1C-00Z(H) | Push-in Din-Rail TB, connector method: Push-in Color: Yellow/Green， Mounting type: NS 35/7.5， NS 35/30 | [5 empty] | Yellow/Green | [29 empty] | 0.5 mm² - 10 mm² AWG: 20 - 8 | 8.2 | ZS8 | 50
Degson | DIN-Rail TB | images/DIN-Rail TB/DIN-Rail TB2/DIN-Rail TB3 | Push type | images/Push type5 | 11040000009 | DS10-PE-01P-1C-00Z(H) | Push-in Din-Rail TB, connector method: Push-in Color: Yellow/Green， Mounting type: NS 35/7.5， NS 35/31 | [5 empty] | Yellow/Green | [29 empty] | 0.5 mm² - 16 mm² AWG: 20 - 6 | 10.2 | ZS10 | 20
Degson | DIN-Rail TB | images/DIN-Rail TB/DIN-Rail TB2/DIN-Rail TB3 | Push type | images/Push type6 | 11040000070 | DS16-PE-01P-1C-00Z(H) | Push-in Din-Rail TB, connector method: Push-in Color: Yellow/Green， Mounting type: NS 35/7.5， NS 35/32 | [5 empty] | Yellow/Green | [29 empty] | 0.5 mm² - 25 mm² AWG: 20 - 4 | 12.2 | ZS10 | 20
Degson | DIN-Rail TB | images/DIN-Rail TB/DIN-Rail TB2/DIN-Rail TB3 | Push type | images/Push type7 | 11040000024 | DS2.5-01P-16-00Z(H) | Push-in Din-Rail TB, connector method: Push-in Color: Red， Mounting type: NS 35/7.5， NS 35/33 | [5 empty] | Red | [27 empty] | 500 | 24 | 0.2 mm² - 4 mm² AWG: 26 - 12 | 5.2 | ZS5 | 100
Degson | DIN-Rail TB | images/DIN-Rail TB/DIN-Rail TB2/DIN-Rail TB3 | Push type | images/Push type8 | 11040000196 | DSKK1.5-01P-11-00Z(H) | Double Level Push-in Din-Rail TB, connector method: Push-in Color: gray， Mounting type: NS 35/7.5， NS 35/16 | [5 empty] | Gray | [27 empty] | 500 | 16 | 0.14 mm² - 1.5 mm² AWG: 26 - 14 | 3.5 | ZSF3.5 | 100
Degson | DIN-Rail TB | images/DIN-Rail TB/DIN-Rail TB2/DIN-Rail TB3 | Push type | images/Push type8 | 11040000062 | DSKK2.5-01P-11-00Z(H) | Double Level Push-in Din-Rail TB, connector method: Push-in Color: gray， Mounting type: NS 35/7.5， NS 35/17 | [5 empty] | Gray | [27 empty] | 500 | 22 | 0.2 mm² - 4 mm² AWG: 26 - 12 | 5.2 | ZSF5 | 50
Degson | DIN-Rail TB | images/DIN-Rail TB/DIN-Rail TB2/DIN-Rail TB3 | Push type | images/Push type8 | 11040000064 | DSKK4-01P-11-00Z(H) | Double Level Push-in Din-Rail TB, connector method: Push-in Color: gray， Mounting type: NS 35/7.5， NS 35/18 | [5 empty] | Gray | [27 empty] | 500 | 32 | 0.2 mm² - 6 mm² AWG: 24 - 10 | 6.2 | ZSF6 | 50
Degson | DIN-Rail TB | images/DIN-Rail TB/DIN-Rail TB2/DIN-Rail TB3 | Push type | images/Push type9 | 11040000081 | DSKK1.5-01P-12-00Z(H) | Double Level Push-in Din-Rail TB, connector method: Push-in Color: Blue， Mounting type: NS 35/7.5， NS 35/19 | [5 empty] | Blue | [27 empty] | 500 | 16 | 0.14 mm² - 1.5 mm² AWG: 26 - 14 | 3.5 | ZSF3.5 | 100
Degson | DIN-Rail TB | images/DIN-Rail TB/DIN-Rail TB2/DIN-Rail TB3 | Push type | images/Push type9 | 11040000105 | DSKK2.5-01P-12-00Z(H) | Double Level Push-in Din-Rail TB, connector method: Push-in Color: Blue， Mounting type: NS 35/7.5， NS 35/20 | [5 empty] | Blue | [27 empty] | 500 | 22 | 0.2 mm² - 4 mm² AWG: 26 - 12 | 5.2 | ZSF5 | 50
Degson | DIN-Rail TB | images/DIN-Rail TB/DIN-Rail TB2/DIN-Rail TB3 | Push type | images/Push type9 | 11040000107 | DSKK4-01P-12-00Z(H) | Double Level Push-in Din-Rail TB, connector method: Push-in Color: Blue， Mounting type: NS 35/7.5， NS 35/21 | [5 empty] | Blue | [27 empty] | 500 | 32 | 0.2 mm² - 6 mm² AWG: 24 - 10 | 6.2 | ZSF6 | 50
Degson | DIN-Rail TB | images/DIN-Rail TB/DIN-Rail TB2/DIN-Rail TB3 | Push type | images/Push type10 | 11040000248 | DSIO1.5/4-01P-11-00Z(H) | Sensor terminal blocks, connector method: Push-in Color: gray， Mounting type: NS 35/7.5， NS 35/17 | [5 empty] | Gray | [27 empty] | 300 | 13.5 | 0.14 mm² - 1.5 mm² AWG: 26 - 14 | 3.5 | ZSF3.5 | 50
Degson | DIN-Rail TB | images/DIN-Rail TB/DIN-Rail TB2/DIN-Rail TB3 | Push type | images/Push type11 | 11040000163 | DS4-HE-01P-13-00Z(H) | Push-in Din-Rail Fuse TB, connector method: Push-in Fuse type: Glass/ceramic/...， Fuse type: G / 5 x 20， Color: black, Mounting type: NS 35/7.5， NS 35/15. | [5 empty] | Black | [27 empty] | 400 | 6.3 | 0.2 mm² - 4mm² AWG: 24 - 10 | 6.2 | ZS6 | 100
Degson | DIN-Rail TB | images/DIN-Rail TB/DIN-Rail TB2/DIN-Rail TB3 | Push type | images/Push type11 | 11040000162 | DS4-HE-LD24-01P-13-00Z(H) | Push-in Din-Rail Fuse TB, connector method: Push-in Fuse type: Glass/ceramic/...， Fuse type: G / 5 x 20， Color: black, Mounting type: NS 35/7.5， NS 35/15. | [5 empty] | Black | [27 empty] | 24 | 6.3 | 0.2 mm² - 4mm² AWG: 24 - 10 | 6.2 | ZS6 | 100
Degson | DIN-Rail TB | images/DIN-Rail TB/DIN-Rail TB2/DIN-Rail TB3 | Push type | images/Push type11 | 11040000164 | DS4-HE-LD250-01P-13-00Z(H) | Push-in Din-Rail Fuse TB, connector method: Push-in Fuse type: Glass/ceramic/...， Fuse type: G / 5 x 20， Color: black, Mounting type: NS 35/7.5， NS 35/15. | [5 empty] | Black | [27 empty] | 250 | 6.3 | 0.2 mm² - 4mm² AWG: 24 - 10 | 6.2 | ZS6 | 100
Degson | DIN-Rail TB | images/DIN-Rail TB/DIN-Rail TB2/DIN-Rail TB3 | Push type | images/Push type12 | 11060000138 | D-DS1.5-01P-11-00Z(H) | End Covers for Push-in Din-Rail TB | [5 empty] | Gray | [30 empty] | 1.5 |  | 50 | DS1.5
Degson | DIN-Rail TB | images/DIN-Rail TB/DIN-Rail TB2/DIN-Rail TB3 | Push type | images/Push type13 | 11060000147 | D-DS2.5-01P-11-00Z(H) | End Covers for Push-in Din-Rail TB | [5 empty] | Gray | [30 empty] | 1.5 |  | 50 | DS2.5
Degson | DIN-Rail TB | images/DIN-Rail TB/DIN-Rail TB2/DIN-Rail TB3 | Push type | images/Push type14 | 11060000158 | D-DS4-01P-11-00Z(H) | End Covers for Push-in Din-Rail TB | [5 empty] | Gray | [30 empty] | 1.5 |  | 50 | DS4
Degson | DIN-Rail TB | images/DIN-Rail TB/DIN-Rail TB2/DIN-Rail TB3 | Push type | images/Push type15 | 11060000169 | D-DS6-01P-11-00Z(H) | End Covers for Push-in Din-Rail TB | [5 empty] | Gray | [30 empty] | 1.5 |  | 50 | DS6
Degson | DIN-Rail TB | images/DIN-Rail TB/DIN-Rail TB2/DIN-Rail TB3 | Push type | images/Push type16 | 11060000129 | D-DS10-01P-11-00Z(H) | End Covers for Push-in Din-Rail TB | [5 empty] | Gray | [30 empty] | 1.5 |  | 50 | DS10
Degson | DIN-Rail TB | images/DIN-Rail TB/DIN-Rail TB2/DIN-Rail TB3 | Push type | images/Push type17 | 11060000235 | D-DS16-01P-11-00Z(H) | End Covers for Push-in Din-Rail TB | [5 empty] | Gray | [30 empty] | 2.2 |  | 50 | DS16
Degson | DIN-Rail TB | images/DIN-Rail TB/DIN-Rail TB2/DIN-Rail TB3 | Push type | images/Push type18 | 11060000372 | D-DSKK1.5-01P-11-00Z(H) | End Covers for Push-in Din-Rail TB | [5 empty] | Gray | [30 empty] | 1.5 |  | 50 | DSKK1.5
Degson | DIN-Rail TB | images/DIN-Rail TB/DIN-Rail TB2/DIN-Rail TB3 | Push type | images/Push type18 | 11060000002 | D-DSKK2.5-01P-11-00Z(H) | End Covers for Push-in Din-Rail TB | [5 empty] | Gray | [30 empty] | 2.2 |  | 50 | DSKK2.5
Degson | DIN-Rail TB | images/DIN-Rail TB/DIN-Rail TB2/DIN-Rail TB3 | Push type | images/Push type18 | 11060000003 | D-DSKK4-01P-11-00Z(H) | End Covers for Push-in Din-Rail TB | [5 empty] | Gray | [30 empty] | 2.2 |  | 50 | DSKK4
Degson | DIN-Rail TB | images/DIN-Rail TB/DIN-Rail TB2/DIN-Rail TB3 | Push type | images/Push type19 | 11040000165 | D-DS4-HE-01P-13-00Z(H) | End Covers for Push-in Din-Rail TB | [5 empty] | Black | [30 empty] | 1.5 |  | 50 | DS4-HE Range
Degson | DIN-Rail TB | images/DIN-Rail TB/DIN-Rail TB2/DIN-Rail TB3 | Push type | images/Push type20 | 11060000469 | D-DSIO1.5/4-1-01P-11-00Z(H) | End Covers for Push-in Din-Rail TB | [5 empty] | Gray | [30 empty] | 2.2 |  | 50 | DSIO1.5/4
Degson | DIN-Rail TB | images/DIN-Rail TB/DIN-Rail TB2/DIN-Rail TB3 | Push type | images/Push type21 | 11060000488 | DFB2-3.5-16-00Z(H) | Plug-in bridge for Push-in Din-Rail TB | [5 empty] | Red | [26 empty] | 2 |  |  |  | 3.5 |  | 10 | DS1.5 / DSKKB1.5
Degson | DIN-Rail TB | images/DIN-Rail TB/DIN-Rail TB2/DIN-Rail TB3 | Push type | images/Push type22 | 11060000497 | DFB3-3.5-16-00Z(H) | Plug-in bridge for Push-in Din-Rail TB | [5 empty] | Red | [26 empty] | 3 |  |  |  | 3.5 |  | 10 | DS1.5 / DSKKB1.5
Degson | DIN-Rail TB | images/DIN-Rail TB/DIN-Rail TB2/DIN-Rail TB3 | Push type | images/Push type23 | 11060000538 | DFB4-3.5-16-00Z(H) | Plug-in bridge for Push-in Din-Rail TB | [5 empty] | Red | [26 empty] | 4 |  |  |  | 3.5 |  | 10 | DS1.5 / DSKKB1.5
Degson | DIN-Rail TB | images/DIN-Rail TB/DIN-Rail TB2/DIN-Rail TB3 | Push type | images/Push type24 | 11060000540 | DFB6-3.5-16-00Z(H) | Plug-in bridge for Push-in Din-Rail TB | [5 empty] | Red | [26 empty] | 6 |  |  |  | 3.5 |  | 10 | DS1.5 / DSKKB1.5
Degson | DIN-Rail TB | images/DIN-Rail TB/DIN-Rail TB2/DIN-Rail TB3 | Push type | images/Push type25 | 11060000489 | DFB10-3.5-16-00Z(H) | Plug-in bridge for Push-in Din-Rail TB | [5 empty] | Red | [26 empty] | 10 |  |  |  | 3.5 |  | 10 | DS1.5 / DSKKB1.5
Degson | DIN-Rail TB | images/DIN-Rail TB/DIN-Rail TB2/DIN-Rail TB3 | Push type | images/Push type21 | 11060000371 | DFB2-5.2-16-00Z(H) | Plug-in bridge for Push-in Din-Rail TB | [5 empty] | Red | [26 empty] | 2 |  |  |  | 5.2 |  | 10 | DS2.5 / DSKKB2.5
Degson | DIN-Rail TB | images/DIN-Rail TB/DIN-Rail TB2/DIN-Rail TB3 | Push type | images/Push type22 | 11060000374 | DFB3-5.2-16-00Z(H) | Plug-in bridge for Push-in Din-Rail TB | [5 empty] | Red | [26 empty] | 3 |  |  |  | 5.2 |  | 10 | DS2.5 / DSKKB2.5
Degson | DIN-Rail TB | images/DIN-Rail TB/DIN-Rail TB2/DIN-Rail TB3 | Push type | images/Push type23 | 11060000373 | DFB4-5.2-16-00Z(H) | Plug-in bridge for Push-in Din-Rail TB | [5 empty] | Red | [26 empty] | 4 |  |  |  | 5.2 |  | 10 | DS2.5 / DSKKB2.5
Degson | DIN-Rail TB | images/DIN-Rail TB/DIN-Rail TB2/DIN-Rail TB3 | Push type | images/Push type24 | 11060000376 | DFB6-5.2-16-00Z(H) | Plug-in bridge for Push-in Din-Rail TB | [5 empty] | Red | [26 empty] | 6 |  |  |  | 5.2 |  | 10 | DS2.5 / DSKKB2.5
Degson | DIN-Rail TB | images/DIN-Rail TB/DIN-Rail TB2/DIN-Rail TB3 | Push type | images/Push type25 | 11060000380 | DFB10-5.2-16-00Z(H) | Plug-in bridge for Push-in Din-Rail TB | [5 empty] | Red | [26 empty] | 10 |  |  |  | 5.2 |  | 10 | DS2.5 / DSKKB2.5
Degson | DIN-Rail TB | images/DIN-Rail TB/DIN-Rail TB2/DIN-Rail TB3 | Push type | images/Push type21 | 11060000386 | DFB2-6.2-16-00Z(H) | Plug-in bridge for Push-in Din-Rail TB | [5 empty] | Red | [26 empty] | 2 |  |  |  | 6.2 |  | 10 | DS4 / DSKKB4
Degson | DIN-Rail TB | images/DIN-Rail TB/DIN-Rail TB2/DIN-Rail TB3 | Push type | images/Push type22 | 11060000390 | DFB3-6.2-16-00Z(H) | Plug-in bridge for Push-in Din-Rail TB | [5 empty] | Red | [26 empty] | 3 |  |  |  | 6.2 |  | 10 | DS4 / DSKKB4
Degson | DIN-Rail TB | images/DIN-Rail TB/DIN-Rail TB2/DIN-Rail TB3 | Push type | images/Push type23 | 11060000398 | DFB4-6.2-16-00Z(H) | Plug-in bridge for Push-in Din-Rail TB | [5 empty] | Red | [26 empty] | 4 |  |  |  | 6.2 |  | 10 | DS4 / DSKKB4
Degson | DIN-Rail TB | images/DIN-Rail TB/DIN-Rail TB2/DIN-Rail TB3 | Push type | images/Push type24 | 11060000400 | DFB6-6.2-16-00Z(H) | Plug-in bridge for Push-in Din-Rail TB | [5 empty] | Red | [26 empty] | 6 |  |  |  | 6.2 |  | 10 | DS4 / DSKKB4
Degson | DIN-Rail TB | images/DIN-Rail TB/DIN-Rail TB2/DIN-Rail TB3 | Push type | images/Push type25 | 11060000391 | DFB10-6.2-16-00Z(H) | Plug-in bridge for Push-in Din-Rail TB | [5 empty] | Red | [26 empty] | 10 |  |  |  | 6.2 |  | 10 | DS4 / DSKKB4
Degson | DIN-Rail TB | images/DIN-Rail TB/DIN-Rail TB2/DIN-Rail TB3 | Push type | images/Push type21 | 11060000394 | DFB2-8.2-16-00Z(H) | Plug-in bridge for Push-in Din-Rail TB | [5 empty] | Red | [26 empty] | 2 |  |  |  | 8.2 |  | 10 | DS6
Degson | DIN-Rail TB | images/DIN-Rail TB/DIN-Rail TB2/DIN-Rail TB3 | Push type | images/Push type22 | 11060000404 | DFB3-8.2-16-00Z(H) | Plug-in bridge for Push-in Din-Rail TB | [5 empty] | Red | [26 empty] | 3 |  |  |  | 8.2 |  | 10 | DS6
Degson | DIN-Rail TB | images/DIN-Rail TB/DIN-Rail TB2/DIN-Rail TB3 | Push type | images/Push type23 | 11060000405 | DFB4-8.2-16-00Z(H) | Plug-in bridge for Push-in Din-Rail TB | [5 empty] | Red | [26 empty] | 4 |  |  |  | 8.2 |  | 10 | DS6
Degson | DIN-Rail TB | images/DIN-Rail TB/DIN-Rail TB2/DIN-Rail TB3 | Push type | images/Push type24 | 11060000407 | DFB6-8.2-16-00Z(H) | Plug-in bridge for Push-in Din-Rail TB | [5 empty] | Red | [26 empty] | 6 |  |  |  | 8.2 |  | 10 | DS6
Degson | DIN-Rail TB | images/DIN-Rail TB/DIN-Rail TB2/DIN-Rail TB3 | Push type | images/Push type25 | 11060000411 | DFB10-8.2-16-00Z(H) | Plug-in bridge for Push-in Din-Rail TB | [5 empty] | Red | [26 empty] | 10 |  |  |  | 8.2 |  | 10 | DS6
Degson | DIN-Rail TB | images/DIN-Rail TB/DIN-Rail TB2/DIN-Rail TB3 | Push type | images/Push type21 | 11060000393 | DFB2-10.2-16-00Z(H) | Plug-in bridge for Push-in Din-Rail TB | [5 empty] | Red | [26 empty] | 2 |  |  |  | 10.2 |  | 10 | DS10
Degson | DIN-Rail TB | images/DIN-Rail TB/DIN-Rail TB2/DIN-Rail TB3 | Push type | images/Push type22 | 11060000412 | DFB3-10.2-16-00Z(H) | Plug-in bridge for Push-in Din-Rail TB | [5 empty] | Red | [26 empty] | 3 |  |  |  | 10.2 |  | 10 | DS10
Degson | DIN-Rail TB | images/DIN-Rail TB/DIN-Rail TB2/DIN-Rail TB3 | Push type | images/Push type25 | 11060000419 | DFB10-10.2-16-00Z(H) | Plug-in bridge for Push-in Din-Rail TB | [5 empty] | Red | [26 empty] | 10 |  |  |  | 10.2 |  | 10 | DS10
Degson | DIN-Rail TB | images/DIN-Rail TB/DIN-Rail TB2/DIN-Rail TB3 | Push type | images/Push type21 | 92119900186 | DFB2-12.2-16-00Z(H) | Plug-in bridge for Push-in Din-Rail TB | [5 empty] | Red | [26 empty] | 2 |  |  |  | 12.2 |  | 10 | DS16
Degson | DIN-Rail TB | images/DIN-Rail TB/DIN-Rail TB2/DIN-Rail TB3 | End clamps | images/Push type26 | 11060000127 | E-WS-01P-11-00Z(H) | End clamps Color: gray， Mounting type: NS 35/7.5， NS 35/15 | [5 empty] | Gray | [30 empty] | 10 |  | 50 | DIN Rail NS 35 Screwless
Degson | DIN-Rail TB | images/DIN-Rail TB/DIN-Rail TB2/DIN-Rail TB3 | End clamps | images/Push type27 | 11060000666 | E-PC-01P-11-00Z(H) | End clamps Color: gray， Mounting type: NS 35/7.5， NS 35/16 | [5 empty] | Gray | [30 empty] | 9.5 |  | 50 | DIN Rail NS 35 With screws
Degson | DIN-Rail TB | images/DIN-Rail TB/DIN-Rail TB2/DIN-Rail TB3 | End clamps | images/Push type28 | 11060000185 | E-MK-01P-11-00Z(H) | End clamps Color: gray， Mounting type: NS 35/7.5， NS 35/17 | [5 empty] | Gray | [30 empty] | 8.5 |  | 50 | DIN Rail NS 35 With screws
Degson | DIN-Rail TB | images/DIN-Rail TB/DIN-Rail TB2/DIN-Rail TB3 | Partition plate | images/Push type29 | 11041000387 | ATP-DS-01P-11-00Z(H) | Partition plate | [5 empty] | Gray | [32 empty] | 100 | All Series
Degson | DIN-Rail TB | images/DIN-Rail TB/DIN-Rail TB2/DIN-Rail TB3 | Partition plate | images/Push type29 | 11060000218 | ATP-PC N-01P-11-00Z(H) | Partition plate | [5 empty] | Gray | [32 empty] | 100 | All Series
Degson | DIN-Rail TB | images/DIN-Rail TB/DIN-Rail TB2/DIN-Rail TB3 | Marking accessories | images/Push type30 | 11060000210 | DBE-1-01P-11-00Z(H) | Marking accessories | [5 empty] | Gray | [30 empty] | 15.6 |  | 50 | End stop + Marking DIN Rail NS 35
Degson | DIN-Rail TB | images/DIN-Rail TB/DIN-Rail TB2/DIN-Rail TB3 | Marking accessories | images/Push type31 | 11060000569 | DTH5-25x5-11-00Z(H) | Marking accessories | [5 empty] | Gray | [30 empty] | 5 |  | 50 | Marker strip, gray, Foot width:5mm, Marking range:25×5mm
Degson | DIN-Rail TB | images/DIN-Rail TB/DIN-Rail TB2/DIN-Rail TB3 | Marking accessories | images/Push type32 | 11060000568 | DTH5-25x12-11-00Z(H) | Marking accessories | [5 empty] | Gray | [30 empty] | 5 |  | 25 | Marker strip, gray, Foot width:5mm, Marking range:25×12mm
Degson | DIN-Rail TB | images/DIN-Rail TB/DIN-Rail TB2/DIN-Rail TB3 | Marking accessories | images/Push type33 | 11060000574 | KLM3-44x8-11-00Z(H) | Marking accessories | [5 empty] | Gray | [30 empty] | 8 |  | 25 | Marker strip, gray, Applicable end stopper, Marking range:44×8mm
Degson | DIN-Rail TB | images/DIN-Rail TB/DIN-Rail TB2/DIN-Rail TB3 | Marking accessories | images/Push type34 | 11060000214 | DLM2-01P-11-00Z(H) | Marking accessories | [5 empty] | Trans. | [30 empty] | 9.5 |  | 225 | End stopper marker support, Width:9.5mm, Number of positions: 1
Degson | DIN-Rail TB | images/DIN-Rail TB/DIN-Rail TB2/DIN-Rail TB3 | Marking accessories | images/Push type35 | 11060000590 | ZS3.5-136P-19-00Z(H) | Marker strip, Color: White for Din-Rail TB | [5 empty] | White - Unprinted | [26 empty] | 136 | [5 empty] | 10
Degson | DIN-Rail TB | images/DIN-Rail TB/DIN-Rail TB2/DIN-Rail TB3 | Marking accessories | images/Push type35 | 11060000591 | ZS5-96P-19-00Z(H) | Marker strip, Color: White for Din-Rail TB | [5 empty] | White - Unprinted | [26 empty] | 96 | [5 empty] | 10
Degson | DIN-Rail TB | images/DIN-Rail TB/DIN-Rail TB2/DIN-Rail TB3 | Marking accessories | images/Push type35 | 11060000592 | ZS6-80P-19-00Z(H) | Marker strip, Color: White for Din-Rail TB | [5 empty] | White - Unprinted | [26 empty] | 80 | [5 empty] | 10
Degson | DIN-Rail TB | images/DIN-Rail TB/DIN-Rail TB2/DIN-Rail TB3 | Marking accessories | images/Push type35 | 11060000593 | ZS8-56P-19-00Z(H) | Marker strip, Color: White for Din-Rail TB | [5 empty] | White - Unprinted | [26 empty] | 56 | [5 empty] | 10
Degson | DIN-Rail TB | images/DIN-Rail TB/DIN-Rail TB2/DIN-Rail TB3 | Marking accessories | images/Push type35 | 11060000594 | ZS10-48P-19-00Z(H) | Marker strip, Color: White for Din-Rail TB | [5 empty] | White - Unprinted | [26 empty] | 48 | [5 empty] | 10
Degson | DIN-Rail TB | images/DIN-Rail TB/DIN-Rail TB2/DIN-Rail TB3 | Marking accessories | images/Push type35 | 11060000595 | ZS12-40P-19-00Z(H) | Marker strip, Color: White for Din-Rail TB | [5 empty] | White - Unprinted | [26 empty] | 40 | [5 empty] | 10
Degson | DIN-Rail TB | images/DIN-Rail TB/DIN-Rail TB2/DIN-Rail TB3 | Marking accessories | images/Push type35 | 11060000596 | ZSF3.5-136P-19-00Z(H) | Marker strip, Color: White for Din-Rail TB | [5 empty] | White - Unprinted | [26 empty] | 136 | [5 empty] | 10
Degson | DIN-Rail TB | images/DIN-Rail TB/DIN-Rail TB2/DIN-Rail TB3 | Marking accessories | images/Push type35 | 11060000597 | ZSF5-96P-19-00Z(H) | Marker strip, Color: White for Din-Rail TB | [5 empty] | White - Unprinted | [26 empty] | 96 | [5 empty] | 10
Degson | DIN-Rail TB | images/DIN-Rail TB/DIN-Rail TB2/DIN-Rail TB3 | Marking accessories | images/Push type35 | 11060000598 | ZSF6-80P-19-00Z(H) | Marker strip, Color: White for Din-Rail TB | [5 empty] | White - Unprinted | [26 empty] | 80 | [5 empty] | 10
Degson | DIN-Rail TB | images/DIN-Rail TB/DIN-Rail TB2/DIN-Rail TB3 | Printer | images/Push type36 | PTT-00Z(H) | PTT-00Z(H) | Second generation printer ● More clearly printing with Thermal transfer printing. ● Convenient printing service, matched with ZC/ZS.ZSF series marker. ● More selections with PA,PC and PVC. ● Printing time ＜10s. | [5 empty] | Blue | [32 empty] | 1
Degson | DIN-Rail TB | images/DIN-Rail TB/DIN-Rail TB2/DIN-Rail TB3 | Power Distribution Module | images/Push type37 | 11040001374 | DPD6/2.5-06P-12-00Z(H) | Power Distribution Module | [5 empty] | Blue | [27 empty] | 690 | 24 | IN: 1x 0.5mm ²~10mm ² OUT: 6x 0.14-2.5mm ² | 28.6 | ZSF5 | 1
Degson | DIN-Rail TB | images/DIN-Rail TB/DIN-Rail TB2/DIN-Rail TB3 | Power Distribution Module | images/Push type38 | 11040001372 | DPD6/2.5-12P-12-00Z(H) | Power Distribution Module | [5 empty] | Blue | [27 empty] | 690 | 24 | IN: 1x 0.5mm ²~10mm ² OUT: 12x 0.14-2.5mm ² | 28.6 | ZSF5 | 1
Degson | DIN-Rail TB | images/DIN-Rail TB/DIN-Rail TB2/DIN-Rail TB3 | Power Distribution Module | images/Push type39 | 11040001370 | DPD6/2.5-18P-12-00(Z) | Power Distribution Module | [5 empty] | Blue | [27 empty] | 690 | 24 | IN: 1x 0.5mm ²~10mm ² OUT: 18x 0.14-2.5mm ² | 28.6 | ZSF5 | 1
Degson | DIN-Rail TB | images/DIN-Rail TB/DIN-Rail TB2/DIN-Rail TB3 | Power Distribution Module | images/Push type40 | 11040001375 | DPD6/2.5-06P-16-00Z(H) | Power Distribution Module | [5 empty] | Red | [27 empty] | 690 | 24 | IN: 1x 0.5mm ²~10mm ² OUT: 6x 0.14-2.5mm ² | 28.6 | ZSF5 | 1
Degson | DIN-Rail TB | images/DIN-Rail TB/DIN-Rail TB2/DIN-Rail TB3 | Power Distribution Module | images/Push type41 | 11040001373 | DPD6/2.5-12P-16-00Z(H) | Power Distribution Module | [5 empty] | Red | [27 empty] | 690 | 24 | IN: 1x 0.5mm ²~10mm ² OUT: 12x 0.14-2.5mm ² | 28.6 | ZSF5 | 1
Degson | DIN-Rail TB | images/DIN-Rail TB/DIN-Rail TB2/DIN-Rail TB3 | Power Distribution Module | images/Push type42 | 11040001371 | DPD6/2.5-18P-16-00(Z) | Power Distribution Module | [5 empty] | Red | [27 empty] | 690 | 24 | IN: 1x 0.5mm ²~10mm ² OUT: 18x 0.14-2.5mm ² | 28.6 | ZSF5 | 1
Degson | DIN-Rail TB | images/DIN-Rail TB/DIN-Rail TB2/DIN-Rail TB3 | Power Distribution Module | images/Push type43 | 11060001162 | DPD-NS35A-11-00Z(H) | Power Distribution Module | [5 empty] | Gray | [30 empty] | 15 |  |  | DPD series
Degson | DIN-Rail TB | images/DIN-Rail TB/DIN-Rail TB2/DIN-Rail TB3 | Power Distribution Module | images/Push type44 | 11060001161 | DPD-NS15/35 | Power Distribution Module | [5 empty] | Gray | [30 empty] | 28.6 |  |  | DPD series
Degson | DIN-Rail TB | images/DIN-Rail TB/DIN-Rail TB2/DIN-Rail TB3 | Power Distribution Module | images/Push type45 | 30110000050 | DGD80-01P-11-00(Z) | Power Distribution Module | [5 empty] | Blue/Gray | [27 empty] | 690 | 80 | IN: 1x 6mm ²~16mm ² OUT: 11x starting 2.5mm ² | 28 |  | 1
Degson | DIN-Rail TB | images/DIN-Rail TB/DIN-Rail TB2/DIN-Rail TB3 | Power Distribution Module | images/Push type45 | 30110000047 | DGD125-01P-11-00(Z) | Power Distribution Module | [5 empty] | Blue/Gray | [27 empty] | 690 | 125 | IN: 1x 10mm ²~35mm ² OUT: 11x starting 2.5mm ² | 28 |  | 1
Degson | DIN-Rail TB | images/DIN-Rail TB/DIN-Rail TB2/DIN-Rail TB3 | Power Distribution Module | images/Push type45 | 30110000046 | DGD160-01P-11-00(Z) | Power Distribution Module | [5 empty] | Blue/Gray | [27 empty] | 690 | 160 | IN: 1x 6mm ²~70mm ² OUT: 11x starting 2.5mm ² | 28 |  | 1
Degson | DIN-Rail TB | images/DIN-Rail TB/DIN-Rail TB2/DIN-Rail TB3 | Power Distribution Module | images/Push type45 | 30110000051 | DGD250-01P-11-00(Z) | Power Distribution Module | [5 empty] | Blue/Gray | [27 empty] | 690 | 250 | IN: 1x 35mm ²~120mm ² OUT: 11x starting 2.5mm ² | 47.5 |  | 1
Degson | Heavy Duty Connectors | images/Heavy Duty Connectors | HDC | images/HDC1 | 21010000142 | D6B-SE-2g-M20 | Hoods suitable for screw type & push-in type inserts. Material:Die-cast aluminium alloy, Color: Gray（RAL 7037), IP:65 | [5 empty] | Gray | [13 empty] | 6 + PE | [6 empty] | Double | Side | M20 | Low structure | Single lock | 6B | [6 empty] | 1
Degson | Heavy Duty Connectors | images/Heavy Duty Connectors | HDC | images/HDC2 | 21010000021 | D10B-SE-4g-M20 | Hoods suitable for screw type & push-in type inserts. Material:Die-cast aluminium alloy, Color: Gray（RAL 7037), IP:66 | [5 empty] | Gray | [13 empty] | 10 + PE | [6 empty] | Four | Side | M20 | Low structure | Double lock | 10B | [6 empty] | 1
Degson | Heavy Duty Connectors | images/Heavy Duty Connectors | HDC | images/HDC2 | 21010000060 | D16B-SE-4g-M25 | Hoods suitable for screw type & push-in type inserts. Material:Die-cast aluminium alloy, Color: Gray（RAL 7037), IP:67 | [5 empty] | Gray | [13 empty] | 16 + PE | [6 empty] | Four | Side | M25 | Low structure | Double lock | 16B | [6 empty] | 1
Degson | Heavy Duty Connectors | images/Heavy Duty Connectors | HDC | images/HDC3 | 21010000093 | D24B-SE-4g-M25 | Hoods suitable for screw type & push-in type inserts. Material:Die-cast aluminium alloy, Color: Gray（RAL 7037), IP:68 | [5 empty] | Gray | [13 empty] | 24 + PE | [6 empty] | Four | Side | M25 | Low structure | Double lock | 24B | [6 empty] | 1
Degson | Heavy Duty Connectors | images/Heavy Duty Connectors | HDC | images/HDC4 | 21010000536 | D32B-SE-4g-M32 | Hoods suitable for screw type & push-in type inserts. Material:Die-cast aluminium alloy, Color: Gray（RAL 7037), IP:69 | [5 empty] | Gray | [13 empty] | 32 + PE | [6 empty] | Four | Side | M32 | Low structure | Double lock | 32B | [6 empty] | 1
Degson | Heavy Duty Connectors | images/Heavy Duty Connectors | HDC | images/HDC5 | 21010000147 | D6B-TE-2g-M20 | Hoods suitable for screw type & push-in type inserts. Material:Die-cast aluminium alloy, Color: Gray（RAL 7037), IP:70 | [5 empty] | Gray | [13 empty] | 6 + PE | [6 empty] | Double | Top | M20 | Low structure | Single lock | 6B | [6 empty] | 1
Degson | Heavy Duty Connectors | images/Heavy Duty Connectors | HDC | images/HDC6 | 21010000033 | D10B-TE-4g-M20 | Hoods suitable for screw type & push-in type inserts. Material:Die-cast aluminium alloy, Color: Gray（RAL 7037), IP:71 | [5 empty] | Gray | [13 empty] | 10 + PE | [6 empty] | Four | Top | M20 | Low structure | Double lock | 10B | [6 empty] | 1
Degson | Heavy Duty Connectors | images/Heavy Duty Connectors | HDC | images/HDC6 | 21010000075 | D16B-TE-4g-M25 | Hoods suitable for screw type & push-in type inserts. Material:Die-cast aluminium alloy, Color: Gray（RAL 7037), IP:72 | [5 empty] | Gray | [13 empty] | 16 + PE | [6 empty] | Four | Top | M25 | Low structure | Double lock | 16B | [6 empty] | 1
Degson | Heavy Duty Connectors | images/Heavy Duty Connectors | HDC | images/HDC7 | 21010000105 | D24B-TE-4g-M25 | Hoods suitable for screw type & push-in type inserts. Material:Die-cast aluminium alloy, Color: Gray（RAL 7037), IP:73 | [5 empty] | Gray | [13 empty] | 24 + PE | [6 empty] | Four | Top | M25 | Low structure | Double lock | 24B | [6 empty] | 1
Degson | Heavy Duty Connectors | images/Heavy Duty Connectors | HDC | images/HDC8 | 21010000530 | D32B-TE-4g-M32 | Hoods suitable for screw type & push-in type inserts. Material:Die-cast aluminium alloy, Color: Gray（RAL 7037), IP:74 | [5 empty] | Gray | [13 empty] | 32 + PE | [6 empty] | Four | Top | M32 | Low structure | Double lock | 32B | [6 empty] | 1
Degson | Heavy Duty Connectors | images/Heavy Duty Connectors | HDC | images/HDC9 | 21010000138 | D6B-BK-1L | Lower base, no back cover Material:Die-cast aluminium alloy, Color: Gray（RAL 7037), IP:65 | [5 empty] | Gray | [13 empty] | 6 + PE | [6 empty] | Two | All |  | All | Single lock | 6B | [6 empty] | 1
Degson | Heavy Duty Connectors | images/Heavy Duty Connectors | HDC | images/HDC10 | 21010000012 | D10B-BK-2L | Lower base, no back cover Material:Die-cast aluminium alloy, Color: Gray（RAL 7037), IP:66 | [5 empty] | Gray | [13 empty] | 10 + PE | [6 empty] | Four | All |  | All | Double lock | 10B | [6 empty] | 1
Degson | Heavy Duty Connectors | images/Heavy Duty Connectors | HDC | images/HDC10 | 21010000052 | D16B-BK-2L | Lower base, no back cover Material:Die-cast aluminium alloy, Color: Gray（RAL 7037), IP:67 | [5 empty] | Gray | [13 empty] | 16 + PE | [6 empty] | Four | All |  | All | Double lock | 16B | [6 empty] | 1
Degson | Heavy Duty Connectors | images/Heavy Duty Connectors | HDC | images/HDC10 | 21010000086 | D24B-BK-2L | Lower base, no back cover Material:Die-cast aluminium alloy, Color: Gray（RAL 7037), IP:68 | [5 empty] | Gray | [13 empty] | 24 + PE | [6 empty] | Four | All |  | All | Double lock | 24B | [6 empty] | 1
Degson | Heavy Duty Connectors | images/Heavy Duty Connectors | HDC | images/HDC11 | 21010000112 | D32B-BK-2L | Lower base, no back cover Material:Die-cast aluminium alloy, Color: Gray（RAL 7037), IP:69 | [5 empty] | Gray | [13 empty] | 32 + PE | [6 empty] | Four | All |  | All | Double lock | 32B | [6 empty] | 1
Degson | Heavy Duty Connectors | images/Heavy Duty Connectors | HDC | images/HDC12 | 21010000145 | D6B-SF-1L-M20 | Lower base, no back cover, with 1 side thread hole Material:Die-cast aluminium alloy, Color: Gray（RAL 7037), IP:65 | [5 empty] | Gray | [13 empty] | 6 + PE | [6 empty] | Two | All | M20 | All | Single lock | 6B | [6 empty] | 1
Degson | Heavy Duty Connectors | images/Heavy Duty Connectors | HDC | images/HDC12 | 21010000029 | D10B-SF-2L-M20 | Lower base, no back cover, with 1 side thread hole Material:Die-cast aluminium alloy, Color: Gray（RAL 7037), IP:66 | [5 empty] | Gray | [13 empty] | 10 + PE | [6 empty] | Four | All | M20 | All | Double lock | 10B | [6 empty] | 1
Degson | Heavy Duty Connectors | images/Heavy Duty Connectors | HDC | images/HDC13 | 21010000070 | D16B-SF-2L-M25 | Lower base, no back cover, with 1 side thread hole Material:Die-cast aluminium alloy, Color: Gray（RAL 7037), IP:67 | [5 empty] | Gray | [13 empty] | 16 + PE | [6 empty] | Four | All | M25 | All | Double lock | 16B | [6 empty] | 1
Degson | Heavy Duty Connectors | images/Heavy Duty Connectors | HDC | images/HDC13 | 21010000102 | D24B-SF-2L-M25 | Lower base, no back cover, with 1 side thread hole Material:Die-cast aluminium alloy, Color: Gray（RAL 7037), IP:68 | [5 empty] | Gray | [13 empty] | 24 + PE | [6 empty] | Four | All | M25 | All | Double lock | 24B | [6 empty] | 1
Degson | Heavy Duty Connectors | images/Heavy Duty Connectors | HDC | images/HDC14 | 21020000026 | DE-006-M | Heavy-duty insert. Screw connector Rated voltage :500V,Rated current:16A, Color: Gray/White（RAL 7032) | [5 empty] | White | [13 empty] | 6 + PE | [6 empty] | All | Male | All | All | All | 6B | [6 empty] | 1
Degson | Heavy Duty Connectors | images/Heavy Duty Connectors | HDC | images/HDC14 | 21020000030 | DE-010-M | Heavy-duty insert. Screw connector Rated voltage :500V,Rated current:16A, Color: Gray/White（RAL 7032) | [5 empty] | White | [13 empty] | 10 + PE | [6 empty] | All | Male | All | All | All | 10B | [6 empty] | 1
Degson | Heavy Duty Connectors | images/Heavy Duty Connectors | HDC | images/HDC14 | 21020000035 | DE-016-M | Heavy-duty insert. Screw connector Rated voltage :500V,Rated current:16A, Color: Gray/White（RAL 7032) | [5 empty] | White | [13 empty] | 16 + PE | [6 empty] | All | Male | All | All | All | 16B | [6 empty] | 1
Degson | Heavy Duty Connectors | images/Heavy Duty Connectors | HDC | images/HDC15 | 21020000040 | DE-024-M | Heavy-duty insert. Screw connector Rated voltage :500V,Rated current:16A, Color: Gray/White（RAL 7032) | [5 empty] | White | [13 empty] | 24 + PE | [6 empty] | All | Male | All | All | All | 24B | [6 empty] | 1
Degson | Heavy Duty Connectors | images/Heavy Duty Connectors | HDC | images/HDC16 | 21020000044 | DE-032-M | Heavy-duty insert. Screw connector Rated voltage :500V,Rated current:16A, Color: Gray/White（RAL 7032) | [5 empty] | White | [13 empty] | 32 + PE | [6 empty] | All | Male | All | All | All | 32B | [6 empty] | 1
Degson | Heavy Duty Connectors | images/Heavy Duty Connectors | HDC | images/HDC17 | 21020000025 | DE-006-F | Heavy-duty insert. Screw connector Rated voltage :500V,Rated current:16A, Color: Gray/White（RAL 7032) | [5 empty] | White | [13 empty] | 6 + PE | [6 empty] | All | Female | All | All | All | 6B | [6 empty] | 1
Degson | Heavy Duty Connectors | images/Heavy Duty Connectors | HDC | images/HDC17 | 21020000028 | DE-010-F | Heavy-duty insert. Screw connector Rated voltage :500V,Rated current:16A, Color: Gray/White（RAL 7032) | [5 empty] | White | [13 empty] | 10 + PE | [6 empty] | All | Female | All | All | All | 10B | [6 empty] | 1
Degson | Heavy Duty Connectors | images/Heavy Duty Connectors | HDC | images/HDC17 | 21020000032 | DE-016-F | Heavy-duty insert. Screw connector Rated voltage :500V,Rated current:16A, Color: Gray/White（RAL 7032) | [5 empty] | White | [13 empty] | 16 + PE | [6 empty] | All | Female | All | All | All | 16B | [6 empty] | 1
Degson | Heavy Duty Connectors | images/Heavy Duty Connectors | HDC | images/HDC18 | 21020000037 | DE-024-F | Heavy-duty insert. Screw connector Rated voltage :500V,Rated current:16A, Color: Gray/White（RAL 7032) | [5 empty] | White | [13 empty] | 24 + PE | [6 empty] | All | Female | All | All | All | 24B | [6 empty] | 1
Degson | Heavy Duty Connectors | images/Heavy Duty Connectors | HDC | images/HDC19 | 21020000042 | DE-032-F | Heavy-duty insert. Screw connector Rated voltage :500V,Rated current:16A, Color: Gray/White（RAL 7032) | [5 empty] | White | [13 empty] | 32 + PE | [6 empty] | All | Female | All | All | All | 32B | [6 empty] | 1
Degson | Heavy Duty Connectors | images/Heavy Duty Connectors | HDC | images/HDC20 | 21020000303 | DE-006-MP | Heavy-duty insert. Push-in connector Rated voltage :500V,Rated current:16A, Color: Gray/White（RAL 7032) | [5 empty] | Gray/White | [13 empty] | 6 + PE | [6 empty] | All | Male | All | All | All | 6B | [6 empty] | 1
Degson | Heavy Duty Connectors | images/Heavy Duty Connectors | HDC | images/HDC20 | 21020000304 | DE-010-MP | Heavy-duty insert. Push-in connector Rated voltage :500V,Rated current:16A, Color: Gray/White（RAL 7032) | [5 empty] | Gray/White | [13 empty] | 10 + PE | [6 empty] | All | Male | All | All | All | 10B | [6 empty] | 1
Degson | Heavy Duty Connectors | images/Heavy Duty Connectors | HDC | images/HDC20 | 21020000305 | DE-016-MP | Heavy-duty insert. Push-in connector Rated voltage :500V,Rated current:16A, Color: Gray/White（RAL 7032) | [5 empty] | Gray/White | [13 empty] | 16 + PE | [6 empty] | All | Male | All | All | All | 16B | [6 empty] | 1
Degson | Heavy Duty Connectors | images/Heavy Duty Connectors | HDC | images/HDC20 | 21020000306 | DE-024-MP | Heavy-duty insert. Push-in connector Rated voltage :500V,Rated current:16A, Color: Gray/White（RAL 7032) | [5 empty] | Gray/White | [13 empty] | 24 + PE | [6 empty] | All | Male | All | All | All | 24B | [6 empty] | 1
Degson | Heavy Duty Connectors | images/Heavy Duty Connectors | HDC | images/HDC20 | 21020000307 | DE-032-MP | Heavy-duty insert. Push-in connector Rated voltage :500V,Rated current:16A, Color: Gray/White（RAL 7032) | [5 empty] | Gray/White | [13 empty] | 32 + PE | [6 empty] | All | Male | All | All | All | 32B | [6 empty] | 1
Degson | Heavy Duty Connectors | images/Heavy Duty Connectors | HDC | images/HDC21 | 21020000309 | DE-006-FP | Heavy-duty insert. Push-in connector Rated voltage :500V,Rated current:16A, Color: Gray/White（RAL 7032) | [5 empty] | Gray/White | [13 empty] | 6 + PE | [6 empty] | All | Female | All | All | All | 6B | [6 empty] | 1
Degson | Heavy Duty Connectors | images/Heavy Duty Connectors | HDC | images/HDC21 | 21020000310 | DE-010-FP | Heavy-duty insert. Push-in connector Rated voltage :500V,Rated current:16A, Color: Gray/White（RAL 7032) | [5 empty] | Gray/White | [13 empty] | 10 + PE | [6 empty] | All | Female | All | All | All | 10B | [6 empty] | 1
Degson | Heavy Duty Connectors | images/Heavy Duty Connectors | HDC | images/HDC21 | 21020000311 | DE-016-FP | Heavy-duty insert. Push-in connector Rated voltage :500V,Rated current:16A, Color: Gray/White（RAL 7032) | [5 empty] | Gray/White | [13 empty] | 16 + PE | [6 empty] | All | Female | All | All | All | 16B | [6 empty] | 1
Degson | Heavy Duty Connectors | images/Heavy Duty Connectors | HDC | images/HDC21 | 21020000312 | DE-024-FP | Heavy-duty insert. Push-in connector Rated voltage :500V,Rated current:16A, Color: Gray/White（RAL 7032) | [5 empty] | Gray/White | [13 empty] | 24 + PE | [6 empty] | All | Female | All | All | All | 24B | [6 empty] | 1
Degson | Heavy Duty Connectors | images/Heavy Duty Connectors | HDC | images/HDC21 | 21020000313 | DE-032-FP | Heavy-duty insert. Push-in connector Rated voltage :500V,Rated current:16A, Color: Gray/White（RAL 7032) | [5 empty] | Gray/White | [13 empty] | 32 + PE | [6 empty] | All | Female | All | All | All | 32B | [6 empty] | 1
Degson | Heavy Duty Connectors | images/Heavy Duty Connectors | HDC | images/HDC22 | 21030000018 | DDL-M20M | Metal Cable Gland Material (cable connector): Brass nickel plated IP class: IP68, Temperature Range -40°C to 100°C | [5 empty] | Silver | [22 empty] | M20 | [9 empty] | 1
Degson | Heavy Duty Connectors | images/Heavy Duty Connectors | HDC | images/HDC22 | 21030000025 | DDL-M25M | Metal Cable Gland Material (cable connector): Brass nickel plated IP class: IP68, Temperature Range -40°C to 100°C | [5 empty] | Silver | [22 empty] | M25 | [9 empty] | 1
Degson | Heavy Duty Connectors | images/Heavy Duty Connectors | HDC | images/HDC22 | 21030000028 | DDL-M32M | Metal Cable Gland Material (cable connector): Brass nickel plated IP class: IP68, Temperature Range -40°C to 100°C | [5 empty] | Silver | [22 empty] | M32 | [9 empty] | 1
Degson | Heavy Duty Connectors | images/Heavy Duty Connectors | HDC | images/HDC23 | 21030000019 | DDL-M20P | Plastic Cable Gland Material (cable connector): Nylon, IP class: IP68, Temperature Range -40°C to 100°C | [5 empty] | Black | [22 empty] | M20 | [9 empty] | 1
Degson | Heavy Duty Connectors | images/Heavy Duty Connectors | HDC | images/HDC23 | 21030000026 | DDL-M25P | Plastic Cable Gland Material (cable connector): Nylon, IP class: IP68, Temperature Range -40°C to 100°C | [5 empty] | Black | [22 empty] | M25 | [9 empty] | 1
Degson | Heavy Duty Connectors | images/Heavy Duty Connectors | HDC | images/HDC23 | 21030000029 | DDL-M32P | Plastic Cable Gland Material (cable connector): Nylon, IP class: IP68, Temperature Range -40°C to 100°C | [5 empty] | Black | [22 empty] | M32 | [9 empty] | 1
Indelec | Earthing and Lightning protection system | images/Earthing and Lightning protection system/Earthing and Lightning protection system2 | ESE Lightning Rod PRIMER | images/ESE Lightning Rod PRIMER | P1303 | PrimeR 20 | 20 µs Level I 37 m Level II 43 m Level III 51 m Level IV 58 m
Indelec | Earthing and Lightning protection system | images/Earthing and Lightning protection system/Earthing and Lightning protection system2 | ESE Lightning Rod PRIMER | images/ESE Lightning Rod PRIMER | P1301 | PrimeR 45 | 45 µs Level I 63 m Level II 70 m Level III 80 m Level IV 107 m
Indelec | Earthing and Lightning protection system | images/Earthing and Lightning protection system/Earthing and Lightning protection system2 | ESE Lightning Rod PRIMER | images/ESE Lightning Rod PRIMER | P1304 | PrimeR 60 | 60 µs Level I 79 m Level II 86 m Level III 97 m Level IV 107 m
Indelec | Earthing and Lightning protection system | images/Earthing and Lightning protection system/Earthing and Lightning protection system2 | ESE Lightning Rod PREVECTRON | images/ESE Lightning Rod PREVECTRON1 | P1503 | TS 10 | 10 µs Level I 26 m Level II 31 m Level III 38 m Level IV 43 m
Indelec | Earthing and Lightning protection system | images/Earthing and Lightning protection system/Earthing and Lightning protection system2 | ESE Lightning Rod PREVECTRON | images/ESE Lightning Rod PREVECTRON1 | P1513 | TS 25 | 25 µs Level I 42 m Level II 49 m Level III 57 m Level IV 65 m
Indelec | Earthing and Lightning protection system | images/Earthing and Lightning protection system/Earthing and Lightning protection system2 | ESE Lightning Rod PREVECTRON | images/ESE Lightning Rod PREVECTRON1 | P1523 | S 40 | 40 µs Level I 58 m Level II 65 m Level III 75 m Level IV 84 m
Indelec | Earthing and Lightning protection system | images/Earthing and Lightning protection system/Earthing and Lightning protection system2 | ESE Lightning Rod PREVECTRON | images/ESE Lightning Rod PREVECTRON1 | P1533 | S 50 | 50 µs Level I 68 m Level II 76 m Level III 86 m Level IV 95 m
Indelec | Earthing and Lightning protection system | images/Earthing and Lightning protection system/Earthing and Lightning protection system2 | ESE Lightning Rod PREVECTRON | images/ESE Lightning Rod PREVECTRON1 | P1543 | S 60 | 60 µs Level I 79 m Level II 86 m Level III 97 m Level IV 107 m
Indelec | Earthing and Lightning protection system | images/Earthing and Lightning protection system/Earthing and Lightning protection system2 | ESE Lightning Rod PREVECTRON CONNECT | images/ESE Lightning Rod PREVECTRON2 | P1503C | TS10 CONNECT | 10 µs Level I 26 m Level II 31 m Level III 38 m Level IV 43 m
Indelec | Earthing and Lightning protection system | images/Earthing and Lightning protection system/Earthing and Lightning protection system2 | ESE Lightning Rod PREVECTRON CONNECT | images/ESE Lightning Rod PREVECTRON2 | P1543C | S60 CONNECT | 60 µs Level I 79 m Level II 86 m Level III 97 m Level IV 107 m
Indelec | Earthing and Lightning protection system | images/Earthing and Lightning protection system/Earthing and Lightning protection system2 | Elevation Poles & Mounting Accessories | images/Elevation Poles & Mounting Accessories3 | P2001B | P2001B | Galv.Steel Mast 1st part Weight (kg) 3.25 Height (m) 2 Diameter(mm)) 35
Indelec | Earthing and Lightning protection system | images/Earthing and Lightning protection system/Earthing and Lightning protection system2 | Elevation Poles & Mounting Accessories | images/Elevation Poles & Mounting Accessories3 | P2002 | P2002 | Galv.Steel Mast 2nd part Weight (kg) 5 Height (m) 2 Diameter(mm)) 42
Indelec | Earthing and Lightning protection system | images/Earthing and Lightning protection system/Earthing and Lightning protection system2 | Elevation Poles & Mounting Accessories | images/Elevation Poles & Mounting Accessories3 | P2003 | P2003 | Galv.Steel Mast 3rd part Weight (kg) 4.7 Height (m) 2 Diameter(m)) 50
Indelec | Earthing and Lightning protection system | images/Earthing and Lightning protection system/Earthing and Lightning protection system2 | Elevation Poles & Mounting Accessories | images/Elevation Poles & Mounting Accessories6 | P3053 | P3053 | Mounting Stand for Mast Weight (kg) 7.52 Height (m) 503 Ø max of mast D (mm) 50
Indelec | Earthing and Lightning protection system | images/Earthing and Lightning protection system/Earthing and Lightning protection system2 | Elevation Poles & Mounting Accessories | images/Elevation Poles & Mounting Accessories7 | P3010 | P3010 | Side Mounting Bolted Brackets Vertical orientation Weight (kg) 1.7 Offset (mm) 300
Indelec | Earthing and Lightning protection system | images/Earthing and Lightning protection system/Earthing and Lightning protection system2 | Lightning event counter | images/Lightning event counter1 | P8050 | P8050 | RFID Flash Lightning Counter Maximal detectable current 10/350µs Degree of Protection 43 Net Weight 0.2 kg Display Digita
Indelec | Earthing and Lightning protection system | images/Earthing and Lightning protection system/Earthing and Lightning protection system2 | Lightning event counter | images/Lightning event counter2 | P8011 | P8011 | Digital Flash Lightning Counter Iimp max 100 kA Degree of Protection 67 Net Weight 0.7 kg Reader Application (Android) RFID Lightning Counter Reader The lightning flash counter is designed to keep a record of all direct lightning strikes on the external lightning protection system.
Indelec | Earthing and Lightning protection system | images/Earthing and Lightning protection system/Earthing and Lightning protection system2 | ESE tester | images/ESE tester | P1590 | P1590 | The new PREVECTRON® 3 tester integrates the “Fast Connect Technology” that considerably eases the Early Streamer Emission air terminal test procedure on site without dismounting the lightning conductor.Weight (kg) 0.415 Power Four 1.5V AA type batteries
OBO Bettermann | Earthing and Lightning protection system | images/Earthing and Lightning protection system/Earthing and Lightning protection system2 | Lightning rods & accessories | images/5403308_PG1 | 5403308 | F-FIX-JUNIOR | Air-termination rod Vario quick connector Stand 1 meter Ø 10 mm | [25 empty] | Aluminum
OBO Bettermann | Earthing and Lightning protection system | images/Earthing and Lightning protection system/Earthing and Lightning protection system2 | Lightning rods & accessories | images/5401983_PG1 | 5401983 | 101 VL2000 | Tapered pipe air-termination rod 2 meters Upper Ø 10 mm Lower Ø 16 mm | [25 empty] | Aluminum
OBO Bettermann | Earthing and Lightning protection system | images/Earthing and Lightning protection system/Earthing and Lightning protection system2 | Lightning rods & accessories | images/5405068_PG1 | 5405068 | 120 A | Air-termination tip Ø 10 mm Suitable for (5403308-5401983) | [25 empty] | Die-cast zinc
OBO Bettermann | Earthing and Lightning protection system | images/Earthing and Lightning protection system/Earthing and Lightning protection system2 | Lightning rods & accessories | images/5412609_PG1 | 5412609 | 113 Z-16 | Air-termination holder, 16 mm Ø 16 mm Suitable for (5401983) | [25 empty] | Die-cast zinc
OBO Bettermann | Earthing and Lightning protection system | images/Earthing and Lightning protection system/Earthing and Lightning protection system2 | Lightning rods & accessories | images/5311590_PG1 | 5311590 | 249 8-10X16 VA | Vario quick connector for Ø 16 mm Suitable for (5401983 with all conductors) | [25 empty] | Stainless Steel
OBO Bettermann | Earthing and Lightning protection system | images/Earthing and Lightning protection system/Earthing and Lightning protection system2 | Lightning rods & accessories | images/5403200_PG1 | 5403200 | F-FIX-16 | Stand for FangFix system Ø 365 mm 16 KG Suitable for (5401983) | [25 empty] | Frost Resistant Concrete
OBO Bettermann | Earthing and Lightning protection system | images/Earthing and Lightning protection system/Earthing and Lightning protection system2 | Down Conductors & accessories | images/5021308_PG1 | 5021308 | RD 10-ALU | AL Round conductor Ø 10 mm Used as down conductor 95 mtr. | [25 empty] | Aluminum
OBO Bettermann | Earthing and Lightning protection system | images/Earthing and Lightning protection system/Earthing and Lightning protection system2 | Down Conductors & accessories | images/5021332_PG1 | 5021332 | RD 8-PVC | AL-PVC round conductor Ø 8 mm Used as down conductor + earthing 100 mtr. | [25 empty] | Aluminum + PVC Jacketing
OBO Bettermann | Earthing and Lightning protection system | images/Earthing and Lightning protection system/Earthing and Lightning protection system2 | Down Conductors & accessories | images/5021644_PG1 | 5021644 | RD 8-V4A | SS round conductor, stainless steel A4 Ø 8 mm Used as down conductor + earthing 125 mtr. | [25 empty] | Stainless Steel A4
OBO Bettermann | Earthing and Lightning protection system | images/Earthing and Lightning protection system/Earthing and Lightning protection system2 | Down Conductors & accessories | images/5021647_PG1 | 5021647 | RD 10-V4A | SS round conductor, stainless steel A4 Ø 10 mm Used as down conductor + earthing 80 mtr. | [25 empty] | Stainless Steel A4
OBO Bettermann | Earthing and Lightning protection system | images/Earthing and Lightning protection system/Earthing and Lightning protection system2 | Down Conductors & accessories | images/5021103_PG1 | 5021103 | RD 10 | HDG Round conductor Ø 10 mm Used as down conductor + earthing 80 mtr. | [25 empty] | HDG Steel
OBO Bettermann | Earthing and Lightning protection system | images/Earthing and Lightning protection system/Earthing and Lightning protection system2 | Down Conductors & accessories | images/5019342_PG1 | 5019342 | 5052 DIN 25X3 | HDG flat conductor 25x3 mm Used as down conductor + earthing 84 mtr. | [25 empty] | HDG Steel
OBO Bettermann | Earthing and Lightning protection system | images/Earthing and Lightning protection system/Earthing and Lightning protection system2 | Down Conductors & accessories | images/5032032_PG1 | 5032032 | 831 30 | Spacer for flat conductor fastening hole Ø 6.5 FL 30 and FL 40 Suitable for (5019342) | [25 empty] | HDG Steel
OBO Bettermann | Earthing and Lightning protection system | images/Earthing and Lightning protection system/Earthing and Lightning protection system2 | Down Conductors & accessories | images/5207444_PG1 | 5207444 | 177 20 M8 | Cable bracket Ø 8 mm Ø 10 mm Suitable for (5021308-5021332-5021644- 5021647-5021103) | [25 empty] | Polyamide
OBO Bettermann | Earthing and Lightning protection system | images/Earthing and Lightning protection system/Earthing and Lightning protection system2 | Down Conductors & accessories | images/5218616_PG1 | 5218616 | 165 OBG-8 | Roof conductor holder for flat roofs, without base Ø 8 mm Ø 10 mm Suitable for (5021308-5021332-5021644- 5021647-5021103) | [25 empty] | Polyethylene
OBO Bettermann | Earthing and Lightning protection system | images/Earthing and Lightning protection system/Earthing and Lightning protection system2 | Down Conductors & accessories | images/5311519_PG1 | 5311519 | 249 8-10 ALU | Vario quick connector for T, cross and parallel connectors Ø 8 mm Ø 10 mm Suitable for (5021308-5021332) | [25 empty] | Aluminium
OBO Bettermann | Earthing and Lightning protection system | images/Earthing and Lightning protection system/Earthing and Lightning protection system2 | Down Conductors & accessories | images/5311500_PG1 | 5311500 | 249 8-10 ST | Vario quick connector for T, cross and parallel connectors Ø 8 mm Ø 10 mm Suitable for (5021103-5021342) | [25 empty] | HDG Steel
OBO Bettermann | Earthing and Lightning protection system | images/Earthing and Lightning protection system/Earthing and Lightning protection system2 | Down Conductors & accessories | images/5311551_PG1 | 5311551 | 249 8-10 VA | Vario quick connector for T, cross and parallel connectors Ø 8 mm Ø 10 mm Suitable for (5021644-5021647) | [25 empty] | Stainless Steel
OBO Bettermann | Earthing and Lightning protection system | images/Earthing and Lightning protection system/Earthing and Lightning protection system2 | Down Conductors & accessories | images/5314534_PG1 | 5314534 | 256 S6 FT | Cross-connector flat/flat without adapter plate FT FL 30 x FL 30 Suitable for (5019342) | [25 empty] | HDG Steel
OBO Bettermann | Earthing and Lightning protection system | images/Earthing and Lightning protection system/Earthing and Lightning protection system2 | Down Conductors & accessories | images/5311554_PG1 | 5311554 | 249 8-10 VA-OT | Quick connector, upper part Rd 8–10 mm VA Rd to metallic bodies Suitable for (5021308-5021332-5021644- 5021647-5021103) | [25 empty] | Stainless Steel
OBO Bettermann | Earthing and Lightning protection system | images/Earthing and Lightning protection system/Earthing and Lightning protection system2 | Down Conductors & accessories | images/5312906_PG1 | 5312906 | 250 | Cross-connector for flat conductors and round conductors Rd 8-10 x Rd 8-10 Rd 8-10 x FL 30 FL 30 x FL 30 Suitable for (5021103-5021342) | [25 empty] | HDG Steel
OBO Bettermann | Earthing and Lightning protection system | images/Earthing and Lightning protection system/Earthing and Lightning protection system2 | Down Conductors & accessories | images/5312922_PG1 | 5312922 | 250 VA | Cross-connector for flat conductors and round conductors Rd 8-10 x Rd 8-10 Rd 8-10 x FL 30 FL 30 x FL 30 Suitable for (5021308-5021332-5021644- 5021647-5021103-5019342) | [25 empty] | Stainless Steel
OBO Bettermann | Earthing and Lightning protection system | images/Earthing and Lightning protection system/Earthing and Lightning protection system2 | Down Conductors & accessories | images/5420020_PG1 | 5420020 | 205 DG V4A | Fixed earthing terminal with double thread M10/M12 Suitable for Connection to earthing, conductors & reinforcements | [25 empty] | Stainless Steel
OBO Bettermann | Earthing and Lightning protection system | images/Earthing and Lightning protection system/Earthing and Lightning protection system2 | Down Conductors & accessories | images/5091722_PG1 | 5091722 | LSC I+II | Lightning strike and surge counter LCD Screen 140x89x43 mm Suitable for (5021308-5021332-5021644- 5021647-5021103-5019342) | [25 empty] | Plastic IP 65
OBO Bettermann | Earthing and Lightning protection system | images/Earthing and Lightning protection system/Earthing and Lightning protection system2 | Earthing rods & accessories | images/5000750_PG1 | 5000750 | 219 20 ST FT | Earth rod ST 1.5 meter Ø 20 mm Suitable for earthing | [25 empty] | HDG Steel
OBO Bettermann | Earthing and Lightning protection system | images/Earthing and Lightning protection system/Earthing and Lightning protection system2 | Earthing rods & accessories | images/5000866_PG1 | 5000866 | 219 20 BP V4A | Earth rod BP 1.5 meter Ø 20 mm Suitable for earthing | [25 empty] | Stainless Steel
OBO Bettermann | Earthing and Lightning protection system | images/Earthing and Lightning protection system/Earthing and Lightning protection system2 | Earthing rods & accessories | images/3042200_PG1 | 3042200 | 1820 20 | Driving head for ST, BP and OMEX earth rods Ø 20 mm Suitable for (5000750-5000866) | [25 empty] | Steel
OBO Bettermann | Earthing and Lightning protection system | images/Earthing and Lightning protection system/Earthing and Lightning protection system2 | Earthing rods & accessories | images/5450022_PG1 | 5450022 | 1819 16-20 | Impact point for ST and BP earth rods Ø 20 mm Suitable for (5000750-5000866) | [25 empty] | HDG Cast Steel
OBO Bettermann | Earthing and Lightning protection system | images/Earthing and Lightning protection system/Earthing and Lightning protection system2 | Earthing rods & accessories | images/5001641_PG1 | 5001641 | 2760 20 FT | Connection clamp for earth rod Rd 8-10 or flat conductors to FL 40 Suitable for (5000750-5000866) | [25 empty] | HDG Steel
OBO Bettermann | Earthing and Lightning protection system | images/Earthing and Lightning protection system/Earthing and Lightning protection system2 | Earthing rods & accessories | images/5001633_PG1 | 5001633 | 2760 20 V4A | Connection clamp for earth rod Rd 8-10 or flat conductors to FL 40 Suitable for (5000750-5000866) | [25 empty] | Stainless Steel
OBO Bettermann | Earthing and Lightning protection system | images/Earthing and Lightning protection system/Earthing and Lightning protection system2 | Earthing rods & accessories | images/5312310_PG1 | 5312310 | 252 8-10 FT | Cross-connector for round cables and flat conductors Rd 8-10/ FL30 mm Suitable for (5021103-5021342) | [25 empty] | HDG Steel
OBO Bettermann | Earthing and Lightning protection system | images/Earthing and Lightning protection system/Earthing and Lightning protection system2 | Earthing rods & accessories | images/5312318_PG1 | 5312318 | 252 8-10 V4A | Cross-connector for round cables and flat conductors Rd 8-10/ FL30 mm Suitable for (5021308-5021332-5021644- 5021647-5021103-5019342) | [25 empty] | Stainless Steel
OBO Bettermann | Earthing and Lightning protection system | images/Earthing and Lightning protection system/Earthing and Lightning protection system2 | Earthing rods & accessories | images/2360055_PG1 | 2360055 | 356 50 | Corrosion protection strip Width 50 mm Length: 10 m Thick.: 1.1 mm Suitable for (5000750-5000866) | [25 empty] | Petrolatum
OBO Bettermann | Earthing and Lightning protection system | images/Earthing and Lightning protection system/Earthing and Lightning protection system2 | Earthing rods & accessories | images/5009200_PG1 | 5009200 | OEC 25 | Earthing enhancing compound Improve and maintain a constant earth electrode resistance Highly swellable and powdery special clay Tested to EN IEC 62561-7 (VDE 0185-561-7) Conductivity to EN IEC 62561-7 ≤ 50 Ohmm 25 KG | [25 empty] | Special Compound
OBO Bettermann | Earthing and Lightning protection system | images/Earthing and Lightning protection system/Earthing and Lightning protection system2 | Earthing rods & accessories | images/5015832_PG1 | 5015832 | 1802 6 CU | Equipotential busbar BigBar for industrial application Lightning current-tested L: 278,5 mm W: 40 mm | [25 empty] | Copper
OBO Bettermann | Earthing and Lightning protection system | images/Earthing and Lightning protection system/Earthing and Lightning protection system2 | Earthing rods & accessories | images/5104043_PG1 | 5104043 | 5700 CIP SM | Underfloor test box 310x310x170 | [25 empty] | Concrete
OBO Bettermann | Earthing and Lightning protection system | images/Earthing and Lightning protection system/Earthing and Lightning protection system2 | Spark gap | images/5240050_PG1 | 5240050 | 482 | Protective spark gap 134x93x86 mm | [25 empty] | Cast Steel
OBO Bettermann | Surge Protection Devices | images/Surge Protection Devices/Surge Protection Devices2 | AC surge protective device type 2+3 | images/5093380_PG1 | 5093380 | V10 Compact 255 V | Main and sub-distribution as well as device protection in three-phase current systems | [19 empty] | 3P + N |  | 255 VAC | 60 kA (8/20) | YES | NO
OBO Bettermann | Surge Protection Devices | images/Surge Protection Devices/Surge Protection Devices2 | AC surge protective device type 2 | images/5094650_PG1 | 5094650 | V20-C 1+NPE-280 | Surge protection in main and sub-distributions according to IEC 60364-4-44 | [19 empty] | 1P + N |  | 280 VAC | 40 kA (8/20) | YES | NO
OBO Bettermann | Surge Protection Devices | images/Surge Protection Devices/Surge Protection Devices2 | AC surge protective device type 2 | images/5094656_PG1 | 5094656 | V20-C 3+NPE-280 | Residential buildings, single-family homes and industrial | [19 empty] | 3P + N |  | 280 VAC | 40 kA (8/20) | YES | NO
OBO Bettermann | Surge Protection Devices | images/Surge Protection Devices/Surge Protection Devices2 | AC surge protective device type 2 | images/5094765_PG1 | 5094765 | V20-C 3+NPE+FS | Residential buildings, single-family homes and industrial | [19 empty] | 3P + N |  | 280 VAC | 40 kA (8/20) | YES | YES
OBO Bettermann | Surge Protection Devices | images/Surge Protection Devices/Surge Protection Devices2 | AC surge protective device type 1+2 | images/5096987_PG1 | 5096987 | MCF100-3+NPE+FS | Industrial systems and buildings with external lightning protection of the highest class I to IV. Compact protection device | [19 empty] | 3P + N |  | 255 VAC | 100 kA (10/350) | YES | YES
OBO Bettermann | Surge Protection Devices | images/Surge Protection Devices/Surge Protection Devices2 | AC surge protective device type 1+2 | images/5096879_PG1 | 5096879 | MCD 50-B 3+1 | Industrial systems and buildings with external lightning protection of the classes I to IV | [19 empty] | 3P + N |  | 255 VAC | 125 kA (10/350) | NO | NO
OBO Bettermann | Surge Protection Devices | images/Surge Protection Devices/Surge Protection Devices2 | AC surge protective device type 1+2 | images/5096849_PG1 | 5096849 | MCD 50-B | Industrial systems and buildings with external lightning protection of the classes I to IV | [19 empty] | P |  | 255 VAC | 50 kA (10/350) | NO | NO
OBO Bettermann | Surge Protection Devices | images/Surge Protection Devices/Surge Protection Devices2 | AC surge protective device type 1+2 | images/5096865_PG1 | 5096865 | MCD 125-B NPE | Industrial systems and buildings with external lightning protection of the classes I to IV | [19 empty] | NPE |  | 255 VAC | 125 kA (10/350) | NO | NO
OBO Bettermann | Surge Protection Devices | images/Surge Protection Devices/Surge Protection Devices2 | AC surge protective device type 1+2 | images/5096822_PG1 | 5096822 | MCD 50-B 0 | Industrial systems and buildings with external lightning protection of the classes I to IV | [19 empty] | P |  | 255 VAC | 50 kA (10/350) | NO | NO
OBO Bettermann | Surge Protection Devices | images/Surge Protection Devices/Surge Protection Devices2 | PV surge protective device type 2 | images/5094608_PG1 | 5094608 | V20-C 3-PH-1000 | PV systems with or without separate lightning protection system | [19 empty] | +/-/PE |  | 1000 VDC | 40 kA (8/20) | YES | NO
OBO Bettermann | Surge Protection Devices | images/Surge Protection Devices/Surge Protection Devices2 | PV surge protective device type 2 | images/5094210_PG1 | 5094210 | V-PV-T2-1500 | Type 2 surge protection for PV plants. | [19 empty] | +/-/PE |  | 1500 VDC | 40 kA (8/20) | YES | NO
OBO Bettermann | Surge Protection Devices | images/Surge Protection Devices/Surge Protection Devices2 | PV surge protective device type 1+2 | images/5093625_PG1 | 5093625 | V50-B+C 3PHFS600 | PV systems with lightning protection system | [19 empty] | +/-/PE |  | 600 VDC | 12.5 kA (10/350) & 50 kA (8/20) | YES | YES
OBO Bettermann | Surge Protection Devices | images/Surge Protection Devices/Surge Protection Devices2 | PV surge protective device type 1+2 | images/5097447_PG1 | 5097447 | V25-B+C 3-PH900 | PV systems with lightning protection system | [19 empty] | +/-/PE |  | 900 VDC | 7 kA (10/350) & 50 kA (8/20) | YES | NO
OBO Bettermann | Surge Protection Devices | images/Surge Protection Devices/Surge Protection Devices2 | PV surge protective device type 1+2 | images/5094232_PG1 | 5094232 | V-PV-T1+2-1000FS | PV systems with lightning protection system | [19 empty] | +/-/PE |  | 1000 VDC | 12.5 kA (10/350) & 40 kA (8/20) | YES | YES
OBO Bettermann | Surge Protection Devices | images/Surge Protection Devices/Surge Protection Devices2 | PV surge protective device type 1+2 | images/5094242_PG1 | 5094242 | V-PV-T1+2-1500FS | PV systems with lightning protection system | [19 empty] | +/-/PE |  | 1500 VDC | 12.5 kA (10/350) & 40 kA (8/20) | YES | YES
OBO Bettermann | Surge Protection Devices | images/Surge Protection Devices/Surge Protection Devices2 | Fine power protection, connectable | images/5092701_PG1 | 5092701 | CNS 3-D-D | Protection of PCs, printers, copiers, fax machines, etc. | [19 empty] | 3 |  | 255 VAC | 2.5 KA | YES | YES
OBO Bettermann | Surge Protection Devices | images/Surge Protection Devices/Surge Protection Devices2 | Fine power protection, connectable | images/5092800_PG1 | 5092800 | FC-D | Protection of PCs, printers, copiers, fax machines, etc. | [19 empty] | 1 |  | 275 VAC | 8 KA | NO | NO
OBO Bettermann | Surge Protection Devices | images/Surge Protection Devices/Surge Protection Devices2 | MCR protection for two-core systems | images/5098603_PG1 | 5098603 | FLD 12 | Surge protection for use in measurement and control technology | [19 empty] | 2 |  | 13.5 VAC 18 VDC | 2 KA | YES | NO
OBO Bettermann | Surge Protection Devices | images/Surge Protection Devices/Surge Protection Devices2 | MCR protection for two-core systems | images/5098808_PG1 | 5098808 | FLD 2-12 | Surge protection for use in measurement and control technology | [19 empty] | 2 |  | 9 VAC 13 VDC | 5 KA | NO | NO
OBO Bettermann | Surge Protection Devices | images/Surge Protection Devices/Surge Protection Devices2 | MCR protection for two-core systems | images/5098575_PG1 | 5098575 | FRD 24 HF | Surge protection for use in measuring, control and regulation systems. | [19 empty] | 2 |  | 19 VAC 28 VDC | 9 KA | NO | NO
OBO Bettermann | Surge Protection Devices | images/Surge Protection Devices/Surge Protection Devices2 | MCR protection for two-core systems | images/5098506_PG1 | 5098506 | FRD 12 | Surge protection for use in measurement and control technology | [19 empty] | 2 |  | 9 VAC 13 VDC | 5 KA | NO | NO
OBO Bettermann | Surge Protection Devices | images/Surge Protection Devices/Surge Protection Devices2 | MCR protection for two-core systems | images/5098514_PG1 | 5098514 | FRD 24 | Surge protection for use in measurement and control technology | [19 empty] | 2 |  | 19 VAC 28 VDC | 9 KA | NO | NO
OBO Bettermann | Surge Protection Devices | images/Surge Protection Devices/Surge Protection Devices2 | MCR protection for 2-pole power supply | images/5097454_PG1 | 5097454 | VF12-AC/DC-FS | Surge protection/fine power protection, type 3, to EN 61643-11 | [19 empty] | 2 |  | 13.5 VAC 18 VDC | 2 KA | YES | YES
OBO Bettermann | Surge Protection Devices | images/Surge Protection Devices/Surge Protection Devices2 | MCR protection for 2-pole power supply | images/5097454_PG1 | 5097454 | VF24-AC/DC-FS | Surge protection/fine power protection, type 3, to EN 61643-12 | [19 empty] | 2 |  | 34 VAC 46 VDC | 2 KA | YES | YES
OBO Bettermann | Surge Protection Devices | images/Surge Protection Devices/Surge Protection Devices2 | MCR protection for 2-pole power supply | images/5097454_PG1 | 5097454 | VF48-AC/DC-FS | Surge protection/fine power protection, type 3, to EN 61643-13 | [19 empty] | 2 |  | 60 VAC 80 VDC | 2 KA | YES | YES
OBO Bettermann | Surge Protection Devices | images/Surge Protection Devices/Surge Protection Devices2 | MCR protection for 2-pole power supply | images/5097939_PG1 | 5097939 | VF2-230-AC/DC-FS | Surge protection/fine power protection, type 3, to EN 61643-14 | [19 empty] | 2 |  | 255 VAC 350 VDC | 2 KA | YES | YES
OBO Bettermann | Surge Protection Devices | images/Surge Protection Devices/Surge Protection Devices2 | Data technology - telecommunications | images/5081698_PG1 | 5081698 | TD-2D-V | Ideal for all DSL systems, IP connections, ISDN or analogue telecommunications | [19 empty] | 2 |  | 125 VAC 180 VDC | 7.5 KA | NO | NO
OBO Bettermann | Surge Protection Devices | images/Surge Protection Devices/Surge Protection Devices2 | Data technology - telecommunications | images/5081690_PG1 | 5081690 | TD-4/I | Ideal for all DSL systems, IP connections, ISDN or analogue telecommunications | [19 empty] | 4 |  | 120 VAC 170 VDC | 9 KA | YES | NO
OBO Bettermann | Surge Protection Devices | images/Surge Protection Devices/Surge Protection Devices2 | Data technology - telecommunications | images/5081977_PG1 | 5081977 | RJ11-TELE 4-F | Fine protection device TELE 4-F for ISDN RJ11 | [19 empty] | 4 |  | 120 VAC 170 VDC | 1 KA | NO | NO
OBO Bettermann | Surge Protection Devices | images/Surge Protection Devices/Surge Protection Devices2 | Data technology - telecommunications | images/5081984_PG1 | 5081984 | RJ45-TELE 4-F | Fine protection device TELE 4-F for ISDN RJ45 | [19 empty] | 4 |  | 120 VAC 170 VDC | 1 KA | NO | NO
OBO Bettermann | Surge Protection Devices | images/Surge Protection Devices/Surge Protection Devices2 | Data technology - telecommunications | images/5081990_PG1 | 5081990 | RJ45 S-ATM 8-F | Fine protection 8-F for Ethernet networks (Class D/CAT 5) | [19 empty] | 8 |  | 9 VDC | 1.5 KA | NO | NO
OBO Bettermann | Surge Protection Devices | images/Surge Protection Devices/Surge Protection Devices2 | Data technology - telecommunications | images/5081975_PG1 | 5081975 | RJ11-TELE 4-C | Combination protection device TELE 4-C for ISDN RJ11 | [19 empty] | 4 |  | 120 VAC 170 VDC | 1 KA | NO | NO
OBO Bettermann | Surge Protection Devices | images/Surge Protection Devices/Surge Protection Devices2 | Data technology - telecommunications | images/5081982_PG1 | 5081982 | RJ45-TELE 4-C | Combination protection device TELE 4-C for ISDN RJ45 | [19 empty] | 4 |  | 120 VAC 170 VDC | 1 KA | NO | NO
OBO Bettermann | Surge Protection Devices | images/Surge Protection Devices/Surge Protection Devices2 | Network technology | images/5082434_PG1 | 5082434 | KOAX B-E2 FF-F | Data cable protection device for coaxial TV/camera systems | [19 empty] | 1 |  | 6 VDC | 5 KA | NO | NO
OBO Bettermann | Surge Protection Devices | images/Surge Protection Devices/Surge Protection Devices2 | Network technology | images/5081800_PG1 | 5081800 | ND-CAT6A/EA | Surge protection for high-speed networks up to 10 GBit (Class EA/CAT6A) | [19 empty] | 8 |  | 58 VDC | 1 KA | NO | NO
OBO Bettermann | Surge Protection Devices | images/Surge Protection Devices/Surge Protection Devices2 | Network technology | images/5081802_PG1 | 5081802 | ND-CAT6/E-F | Surge protection for high-speed networks up to 1 GBit (Class ND-CAT6/E-F) | [19 empty] | 8 |  | 58 VDC | 1.5 KA | NO | NO
OBO Bettermann | Surge Protection Devices | images/Surge Protection Devices/Surge Protection Devices2 | Network technology | images/5081804_PG1 | 5081804 | ND-CAT6/E-B | Surge protection for high-speed networks up to 1 GBit (Class ND-CAT6/E-B) | [19 empty] | 8 |  | 65 VDC | 1.5 KA | NO | NO
OBO Bettermann | Surge Protection Devices | images/Surge Protection Devices/Surge Protection Devices2 | Serial interfaces | images/5080053_PG1 | 5080053 | SD09-V24 9 | Fine protection for 9-pole RS232 interface | [19 empty] | 9 |  | 18 VDC | 0.34 KA | NO | NO
OBO Bettermann | Surge Protection Devices | images/Surge Protection Devices/Surge Protection Devices2 | Serial interfaces | images/5080150_PG1 | 5080150 | SD15-V24 15 | Fine protection for 15-pole RS232 interface | [19 empty] | 15 |  | 18 VDC | 0.34 KA | NO | NO
OBO Bettermann | Surge Protection Devices | images/Surge Protection Devices/Surge Protection Devices2 | Serial interfaces | images/5080061_PG1 | 5080061 | SD09-V11 9 | Fine protection for 9-pole RS485 interface | [19 empty] | 9 |  | 8 VDC | 0.75 KA | NO | NO
OBO Bettermann | Surge Protection Devices | images/Surge Protection Devices/Surge Protection Devices2 | Transmission & reception units | images/5093270_PG1 | 5093270 | DS-TNC M/W | Coaxial protection device for TNC connection: male/female | [19 empty] | 1 |  | 130 VAC 185 VDC | 5 KA | NO | NO
OBO Bettermann | Surge Protection Devices | images/Surge Protection Devices/Surge Protection Devices2 | Transmission & reception units | images/5093272_PG1 | 5093272 | DS-F W/W | Coaxial protection device for F connection: female/female | [19 empty] | 1 |  | 130 VAC 185 VDC | 5 KA | NO | NO
OBO Bettermann | Surge Protection Devices | images/Surge Protection Devices/Surge Protection Devices2 | Transmission & reception units | images/5083400_PG1 | 5083400 | TV 4+1 | Coaxial protection device for SAT and cable multi-switch | [19 empty] | 5 |  | 130 VAC 185 VDC | 5 KA | NO | NO
OBO Bettermann | Surge Protection Devices | images/Surge Protection Devices/Surge Protection Devices2 | EX Series protection devices | images/5098412_PG1 | 5098412 | MDP-4 D-5-EX | ATEX approval: II 2(1) G Ex ia [ia Ga] IIC T4 (BVS 11 ATEX E 131 X) | [19 empty] | 4 |  | 4 VAC 7 VDC | 2.5 KA | NO | NO
OBO Bettermann | Surge Protection Devices | images/Surge Protection Devices/Surge Protection Devices2 | EX Series protection devices | images/5098432_PG1 | 5098432 | MDP-4 D-24-EX | ATEX approval: II 2(1) G Ex ia [ia Ga] IIC T4 (BVS 11 ATEX E 131 X) | [19 empty] | 4 |  | 20 VAC 28 VDC | 2.5 KA | NO | NO
OBO Bettermann | Surge Protection Devices | images/Surge Protection Devices/Surge Protection Devices2 | EX Series protection devices | images/5098452_PG1 | 5098452 | MDP-4 D-48-EX | ATEX approval: II 2(1) G Ex ia [ia Ga] IIC T4 (BVS 11 ATEX E 131 X) | [19 empty] | 4 |  | 41 VAC 58 VDC | 2.5 KA | NO | NO
OBO Bettermann | Surge Protection Devices | images/Surge Protection Devices/Surge Protection Devices2 | EX field devices technology | images/5098380_PG1 | 5098380 | FDB-2 24-M | ATEX approval: II 2(1) G Ex ia [ia Ga] IIC T4..T6 Gb (BVS 10 ATEX E 048) | [19 empty] | 2, metric |  | 22 VAC 32 VDC | 2.5 KA | NO | NO
OBO Bettermann | Surge Protection Devices | images/Surge Protection Devices/Surge Protection Devices2 | EX field devices technology | images/5098382_PG1 | 5098382 | FDB-3 24-M | ATEX approval: II 2(1) G Ex ia [ia Ga] IIC T4..T6 Gb (BVS 10 ATEX E 048) | [19 empty] | 3, metric |  | 22 VAC 32 VDC | 2.5 KA | NO | NO
OBO Bettermann | Surge Protection Devices | images/Surge Protection Devices/Surge Protection Devices2 | EX field devices technology | images/5098390_PG1 | 5098390 | FDB-2 24-N | ATEX approval: II 2(1) G Ex ia [ia Ga] IIC T4..T6 Gb (BVS 10 ATEX E 048) | [19 empty] | 2, NPT |  | 22 VAC 32 VDC | 2.5 KA | NO | NO
OBO Bettermann | Surge Protection Devices | images/Surge Protection Devices/Surge Protection Devices2 | EX field devices technology | images/5098392_PG1 | 5098392 | FDB-3 24-N | ATEX approval: II 2(1) G Ex ia [ia Ga] IIC T4..T6 Gb (BVS 10 ATEX E 048) | [19 empty] | 3, NPT |  | 22 VAC 32 VDC | 2.5 KA | NO | NO
Relpol | Control relays & monitoring | images/Control relays & monitoring/Control relays & monitoring2 | PLC-series | images/2613666 | 2613666 | RM699BV-3011-85-1024 | PLC-series relay pluggable miniature relays, with power contact. AgSnO2 | [7 empty] | 1 | 6 | [7 empty] | 24VDC | NO | NO | 5
Relpol | Control relays & monitoring | images/Control relays & monitoring/Control relays & monitoring2 | PLC-series | images/2615817 | 2615817 | 6W-12-24V-U | PLC-series relay base with screw connection method | [7 empty] | 1 | 6 | [7 empty] | 24VDC | NO | NO | 5
Relpol | Control relays & monitoring | images/Control relays & monitoring/Control relays & monitoring2 | Pluggable miniature power relay | images/600343 | 600343 | RM84-2012-25-1012 | RM84 Series | [7 empty] | 2 | 8 | [7 empty] | 12VDC | NO | NO | 8
Relpol | Control relays & monitoring | images/Control relays & monitoring/Control relays & monitoring2 | Pluggable miniature power relay | images/600343 | 600344 | RM84-2012-25-1024 | RM84 Series | [7 empty] | 2 | 8 | [7 empty] | 24VDC | NO | NO | 8
Relpol | Control relays & monitoring | images/Control relays & monitoring/Control relays & monitoring2 | Pluggable miniature power relay | images/600343 | 604624 | RM84-2012-25-5024 | RM84 Series | [7 empty] | 2 | 8 | [7 empty] | 24VAC | NO | NO | 8
Relpol | Control relays & monitoring | images/Control relays & monitoring/Control relays & monitoring2 | Pluggable miniature power relay | images/600343 | 604631 | RM84-2012-25-5230 | RM84 Series | [7 empty] | 2 | 8 | [7 empty] | 230VAC | NO | NO | 8
Relpol | Control relays & monitoring | images/Control relays & monitoring/Control relays & monitoring2 | Pluggable octal power relay | images/860402 | 860402 | R3N-2013-23-1024-WT | R3N Series | [7 empty] | 3 | 10 | [7 empty] | 12VDC | NO | YES | 11
Relpol | Control relays & monitoring | images/Control relays & monitoring/Control relays & monitoring2 | Pluggable octal power relay | images/860402 | 861111 | R3N-2013-23-1012-WT | R3N Series | [7 empty] | 3 | 10 | [7 empty] | 24VDC | NO | YES | 11
Relpol | Control relays & monitoring | images/Control relays & monitoring/Control relays & monitoring2 | Pluggable octal power relay | images/860402 | 860406 | R3N-2013-23-5230-WT | R3N Series | [7 empty] | 3 | 10 | [7 empty] | 230VAC | NO | YES | 11
Relpol | Control relays & monitoring | images/Control relays & monitoring/Control relays & monitoring2 | Pluggable Industrial power relay | images/860613 | 860613 | R4N-2014-23-1012-WTL | R4N Series | [7 empty] | 4 | 7 | [7 empty] | 12VDC | YES | YES | 14
Relpol | Control relays & monitoring | images/Control relays & monitoring/Control relays & monitoring2 | Pluggable Industrial power relay | images/860613 | 860411 | R4N-2014-23-1024-WTL | R4N Series | [7 empty] | 4 | 7 | [7 empty] | 24VDC | YES | YES | 14
Relpol | Control relays & monitoring | images/Control relays & monitoring/Control relays & monitoring2 | Pluggable Industrial power relay | images/860581 | 860581 | R4N-2014-23-5024-WTL | R4N Series | [7 empty] | 4 | 7 | [7 empty] | 24VAC | YES | YES | 14
Relpol | Control relays & monitoring | images/Control relays & monitoring/Control relays & monitoring2 | Pluggable Industrial power relay | images/860581 | 860414 | R4N-2014-23-5230-WTL | R4N Series | [7 empty] | 4 | 7 | [7 empty] | 230VAC | YES | YES | 14
Relpol | Control relays & monitoring | images/Control relays & monitoring/Control relays & monitoring2 | Pluggable Latching relays | images/A00073 | A00073 | R2B-2012-23-B012-W | R2B series | [7 empty] | 1 | 12A | [7 empty] | 12VDC | NO | NO | 8
Relpol | Control relays & monitoring | images/Control relays & monitoring/Control relays & monitoring2 | Pluggable Latching relays | images/A00073 | A00074 | R2B-2012-23-B024-W | R2B series | [7 empty] | 1 | 12A | [7 empty] | 24VDC | NO | NO | 8
Relpol | Control relays & monitoring | images/Control relays & monitoring/Control relays & monitoring2 | Pluggable Latching relays | images/A00079 | A00079 | R3B-2013-23-D012-W | R3B series | [7 empty] | 3 | 6A | [7 empty] | 12VDC | NO | NO | 11
Relpol | Control relays & monitoring | images/Control relays & monitoring/Control relays & monitoring2 | Pluggable Latching relays | images/A00079 | A00080 | R3B-2013-23-D024-W | R3B series | [7 empty] | 3 | 6A | [7 empty] | 24VDC | NO | NO | 11
Relpol | Control relays & monitoring | images/Control relays & monitoring/Control relays & monitoring2 | Pluggable Latching relays | images/A00079 | A00071 | R4B-2014-23-B012-W | R4B series | [7 empty] | 4 | 6A | [7 empty] | 12VDC | NO | NO | 14
Relpol | Control relays & monitoring | images/Control relays & monitoring/Control relays & monitoring2 | Relays sockets & accessories | images/A00079 | A00072 | R4B-2014-23-B024-W | R4B series | [7 empty] | 4 | 6A | [7 empty] | 24VDC | NO | NO | 14
Relpol | Control relays & monitoring | images/Control relays & monitoring/Control relays & monitoring2 | Relays sockets & accessories | images/852612 | 852612 | GZT80 | Screw type relay base for RM84 series | [7 empty] | 2 | 12 | [7 empty] | 250 VAC/DC |  |  | 8
Relpol | Control relays & monitoring | images/Control relays & monitoring/Control relays & monitoring2 | Relays sockets & accessories | images/852703 | 852703 | GZT80-0040 | Anti Vibration retainer for GZT80 socket
Relpol | Control relays & monitoring | images/Control relays & monitoring/Control relays & monitoring2 | Relays sockets & accessories | images/864325 | 864325 | GZP80 | Push type relay base for RM84 series | [7 empty] | 2 | 8 | [7 empty] | 300 VAC/DC |  |  | 8
Relpol | Control relays & monitoring | images/Control relays & monitoring/Control relays & monitoring2 | Relays sockets & accessories | images/864570 | 864570 | GZP80-0400 | Anti Vibration retainer for GZP80 socket
Relpol | Control relays & monitoring | images/Control relays & monitoring/Control relays & monitoring2 | Relays sockets & accessories | images/2613852 | 2613852 | GZP11 | Screw type relay base for RM15 series | [7 empty] | 3 | 10 | [7 empty] | 300 VAC/DC |  |  | 11
Relpol | Control relays & monitoring | images/Control relays & monitoring/Control relays & monitoring2 | Relays sockets & accessories | images/856049 | 856049 | GZT3 | Screw type relay base for R3N series | [7 empty] | 3 | 10 | [7 empty] | 300 VAC/DC |  |  | 11
Relpol | Control relays & monitoring | images/Control relays & monitoring/Control relays & monitoring2 | Relays sockets & accessories | images/856050 | 856050 | GZT4 | Screw type relay base for R4N-R2B -R3B -R4B series | [7 empty] | 4 | 6 | [7 empty] | 300 VAC/DC |  |  | 14
Relpol | Control relays & monitoring | images/Control relays & monitoring/Control relays & monitoring2 | Relays sockets & accessories | images/864570 | 864570 | GZT4-0040 | Anti Vibration retainer for GZT4 socket
Relpol | Control relays & monitoring | images/Control relays & monitoring/Control relays & monitoring2 | Relays sockets & accessories | images/864324 | 864324 | GZP4 | Push type relay base for R4N series | [7 empty] | 4 | 8 | [7 empty] | 300 VAC/DC |  |  | 14
Relpol | Control relays & monitoring | images/Control relays & monitoring/Control relays & monitoring2 | Relays sockets & accessories | images/864570 | 864569 | GZP4-0400 | Anti Vibration retainer for GZP4 socket
Relpol | Control relays & monitoring | images/Control relays & monitoring/Control relays & monitoring2 | Relays sockets & accessories | images/854842 | 854842 | M41R | Module LD (polarization N)It limits overvoltage on DC coils for GZM2, GZM3, GZM4, GZT2, GZT3, GZT4, GZM80, GZM92, GZT80, GZT92 | [16 empty] | 6-24 VDC
Relpol | Control relays & monitoring | images/Control relays & monitoring/Control relays & monitoring2 | Relays sockets & accessories | images/854861 | 854861 | M93R | Module LV, It limits overvoltage on AC and DC coils.Coil energizing indication GZM2, GZM3, GZM4, GZT2, GZT3, GZT4, GZM80, GZM92, GZT80, GZT92 | [16 empty] | 110/240 VAC/DC
Relpol | Control relays & monitoring | images/Control relays & monitoring/Control relays & monitoring2 | Relays sockets & accessories | images/2615830 | 2615830 | JB20-1 | Interconnection strip 20 positions For relays RM699BV
Relpol | Control relays & monitoring | images/Control relays & monitoring/Control relays & monitoring2 | Relays sockets & accessories | images/2616318 | 2616318 | ZGZP80-8 | Interconnection strip 8 positions For sockets GZP80
Relpol | Control relays & monitoring | images/Control relays & monitoring/Control relays & monitoring2 | Relays sockets & accessories | images/2616326 | 2616326 | ZGZP80-2 | Interconnection strip 2 positions For sockets GZP80
Relpol | Control relays & monitoring | images/Control relays & monitoring/Control relays & monitoring2 | Modular time relays | images/863193 | 863193 | RPC-1E-UNI | Single-function time relay. Time functions: E- ON delay. | [7 empty] | 1 | 16 | [7 empty] | 12...240 VAC/DC | YES |  |  | 1
Relpol | Control relays & monitoring | images/Control relays & monitoring/Control relays & monitoring2 | Modular time relays | images/863210 | 863210 | RPC-1E-A230 | Single-function time relay. Time functions: E- ON delay. | [7 empty] | 1 | 16 | [7 empty] | 230 VAC | YES |  |  | 1
Relpol | Control relays & monitoring | images/Control relays & monitoring/Control relays & monitoring2 | Modular time relays | images/863220 | 863220 | RPC-1AS-A230 | Staircase time switch | [7 empty] | 1 | 16 | [7 empty] | 230 VAC | YES |  |  | 5
Relpol | Control relays & monitoring | images/Control relays & monitoring/Control relays & monitoring2 | Modular time relays | images/863181 | 863181 | RPC-1MA-UNI | Multifunction time relays - 10 time functions | [7 empty] | 1 | 16 | [7 empty] | 12...240 VAC/DC | YES |  |  | 10
Relpol | Control relays & monitoring | images/Control relays & monitoring/Control relays & monitoring2 | Modular time relays | images/863192 | 863192 | RPC-2SD-UNI | Time function SD - Star-Delta start-up; 10 time ranges | [7 empty] | 2 | 8 | [7 empty] | 12...240 VAC/DC | YES |  |  | 10
Relpol | Control relays & monitoring | images/Control relays & monitoring/Control relays & monitoring2 | Modular monitoring relays | images/865753 | 865753 | RPN-1VM-A230 | Single-functions monitoring relays (AC voltage monitoring in 1-phase network - 1(N)~ 230 | [7 empty] | 1 | 12 | [7 empty] | 230 VAC | YES
Relpol | Control relays & monitoring | images/Control relays & monitoring/Control relays & monitoring2 | Modular monitoring relays | images/865762 | 865762 | RPN-1VMN-A400 | Multifunctions monitoring relays - AC voltage monitoring in 3-phase network 3(N)~400/230 V. | [7 empty] | 1 | 12 | [7 empty] | 400/230 VAC | YES
Relpol | Control relays & monitoring | images/Control relays & monitoring/Control relays & monitoring2 | Modular monitoring relays | images/864370 | 864370 | RPN-1TMP-A230 | Single-functions monitoring relay, motor temperature monitoring | [7 empty] | 1 | 12 | [7 empty] | 230 VAC | YES
Relpol | Control relays & monitoring | images/Control relays & monitoring/Control relays & monitoring2 | Impulse relay | images/864394 | 864394 | RPB-2ZSMI-UNI | Bistable - impulse relay sequential with memory, RESISTANCE TO INRUSH CURRENT 80 A (20ms) | [7 empty] | 2 | 16 | [7 empty] | 230 VAC | YES
Relpol | Control relays & monitoring | images/Control relays & monitoring/Control relays & monitoring2 | Astronomical and digital clocks | images/2617231 | 2617231 | RAT-TPA1B | Astronomical (Sunrise/Sunset) with 10 years reserve battery with backlight | [7 empty] | 1 | 16 | [7 empty] | 24...240 VAC/DC |  |  |  | 52
Relpol | Control relays & monitoring | images/Control relays & monitoring/Control relays & monitoring2 | Astronomical and digital clocks | images/2617234 | 2617234 | RDT-TPA2 | Weekly/Pulse (Schedule) with 10 years reserve battery w/o backlight | [7 empty] | 1 | 16 | [7 empty] | 240 VAC |  |  |  | 52
Relpol | Control relays & monitoring | images/Control relays & monitoring/Control relays & monitoring2 | Astronomical and digital clocks | images/2617228 | 2617228 | RWT-TPD1 | Weekly/Pulse (Schedule) with 10 years reserve battery w/o backlight | [7 empty] | 2 | 16 | [7 empty] | 240 VAC |  |  |  | 52
Relpol | Control relays & monitoring | images/Control relays & monitoring/Control relays & monitoring2 | Electric energy consumption meter | images/2617212 | 2617212 | RLE01-2M | Meters for measuring and monitoring AC electric energy consumption in 1-phase network - 230 V with backlight | [8 empty] | 63 | [7 empty] | 230 VAC |  |  | P+N
Relpol | Control relays & monitoring | images/Control relays & monitoring/Control relays & monitoring2 | Electric energy consumption meter | images/2617213 | 2617213 | RLE03-4M | Meters for measuring and monitoring AC electric energy consumption in 3-phase network - 3(N)~ 400/230 V with backlight | [8 empty] | 63 | [7 empty] | 400/230 VAC |  |  | 3P + N
Relpol | Control relays & monitoring | images/Control relays & monitoring/Control relays & monitoring2 | Power supplies + LED | images/2617004 | 2617004 | RZI15-12-MN | RZI-MN series plastic, modular |  |  |  | 15 W |  |  |  |  | 1.25 |  |  |  | 90...264 | 12 V | 11...13 V | NO
Relpol | Control relays & monitoring | images/Control relays & monitoring/Control relays & monitoring2 | Power supplies + LED | images/2617006 | 2617006 | RZI30-12-MN | RZI-MN series plastic, modular |  |  |  | 24 W |  |  |  |  | 2 |  |  |  | 90...264 | 12 V | 11...13 V | NO
Relpol | Control relays & monitoring | images/Control relays & monitoring/Control relays & monitoring2 | Power supplies + LED | images/2617008 | 2617008 | RZI60-12-MN | RZI-MN series plastic, modular |  |  |  | 54 W |  |  |  |  | 4.5 |  |  |  | 90...264 | 12 V | 11.5...14 V | NO
Relpol | Control relays & monitoring | images/Control relays & monitoring/Control relays & monitoring2 | Power supplies + LED | images/2617005 | 2617005 | RZI15-24-MN | RZI-MN series plastic, modular |  |  |  | 15 W |  |  |  |  | 0.63 |  |  |  | 90...264 | 24 V | 23...25 V | NO
Relpol | Control relays & monitoring | images/Control relays & monitoring/Control relays & monitoring2 | Power supplies + LED | images/2617007 | 2617007 | RZI30-24-MN | RZI-MN series plastic, modular |  |  |  | 36 W |  |  |  |  | 1.5 |  |  |  | 90...264 | 24 V | 23...25 V | NO
Relpol | Control relays & monitoring | images/Control relays & monitoring/Control relays & monitoring2 | Power supplies + LED | images/2617009 | 2617009 | RZI60-24-MN | RZI-MN series plastic, modular |  |  |  | 60 W |  |  |  |  | 2.5 |  |  |  | 90...264 | 24 V | 24...28 V | NO
Relpol | Control relays & monitoring | images/Control relays & monitoring/Control relays & monitoring2 | Power supplies + LED | images/2617010 | 2617010 | RZI100-24-MN | RZI-MN series plastic, modular |  |  |  | 92 W |  |  |  |  | 3.83 |  |  |  | 90...264 | 24 V | 23...25 V | NO
Relpol | Control relays & monitoring | images/Control relays & monitoring/Control relays & monitoring2 | Power supplies + LED | images/2617075 | 2617075 | RZI20-24-MSN | RZI-MSN series plastic, modular |  |  |  | 24 W |  |  |  |  | 1 |  |  |  | 90...264 | 24 V | 23...25 V | YES
Relpol | Control relays & monitoring | images/Control relays & monitoring/Control relays & monitoring2 | Power supplies + LED | images/2617076 | 2617076 | RZI60-24-MSN | RZI-MSN series plastic, modular |  |  |  | 60 W |  |  |  |  | 2.5 |  |  |  | 90...264 | 24 V | 23...25 V | YES
Relpol | Control relays & monitoring | images/Control relays & monitoring/Control relays & monitoring2 | Power supplies + LED | images/2617077 | 2617077 | RZI100-24-MSN | RZI-MSN series plastic, modular |  |  |  | 96 W |  |  |  |  | 4 |  |  |  | 90...264 | 24 V | 23...25 V | YES
Relpol | Control relays & monitoring | images/Control relays & monitoring/Control relays & monitoring2 | Power supplies + LED | images/2616912 | 2616912 | RZI75-24-PN | RZI-PN series Robust metal casing |  |  |  | 75 W |  |  |  |  | 3.2 |  |  |  | 90...264 | 24 V | 24...28 V | YES
Relpol | Control relays & monitoring | images/Control relays & monitoring/Control relays & monitoring2 | Power supplies + LED | images/2616913 | 2616913 | RZI120-24-PN | RZI-PN series Robust metal casing |  |  |  | 120 W |  |  |  |  | 5 |  |  |  | 90...264 | 24 V | 24...28 V | YES
Relpol | Control relays & monitoring | images/Control relays & monitoring/Control relays & monitoring2 | Power supplies + LED | images/2616914 | 2616914 | RZI240-24-PN | RZI-PN series Robust metal casing |  |  |  | 240 W |  |  |  |  | 10 |  |  |  | 90...264 | 24 V | 24...28 V | YES
Relpol | Control relays & monitoring | images/Control relays & monitoring/Control relays & monitoring2 | Power supplies + LED | images/2616915 | 2616915 | RZI480-24-PN | RZI-PN series Robust metal casing |  |  |  | 480 W |  |  |  |  | 20 |  |  |  | 90...264 | 24 V | 24...28 V | YES
Relpol | Control relays & monitoring | images/Control relays & monitoring/Control relays & monitoring2 | Single phase solid state relays | images/2617464 | 2617464 | RSR54-24A25 | RSR54 series | [6 empty] | 90-280 |  | 25 | 24-280 |  | RH19B
Relpol | Control relays & monitoring | images/Control relays & monitoring/Control relays & monitoring2 | Single phase solid state relays | images/2617464 | 2617465 | RSR54-24A40 | RSR54 series | [6 empty] | 90-280 |  | 40 | 24-280 |  | RH17A
Relpol | Control relays & monitoring | images/Control relays & monitoring/Control relays & monitoring2 | Single phase solid state relays | images/2617464 | 2617466 | RSR54-24A60 | RSR54 series | [6 empty] | 90-280 |  | 60 | 24-280 |  | RH16
Relpol | Control relays & monitoring | images/Control relays & monitoring/Control relays & monitoring2 | Single phase solid state relays | images/2617464 | 2617467 | RSR54-24A80 | RSR54 series | [6 empty] | 90-280 |  | 80 | 24-280 |  | RH08
Relpol | Control relays & monitoring | images/Control relays & monitoring/Control relays & monitoring2 | Single phase solid state relays | images/2617464 | 2617468 | RSR54-24A100 | RSR54 series | [6 empty] | 90-280 |  | 100 | 24-280 |  | RH08-F
Relpol | Control relays & monitoring | images/Control relays & monitoring/Control relays & monitoring2 | Single phase solid state relays | images/2617464 | 2617469 | RSR54-24A125 | RSR54 series | [6 empty] | 90-280 |  | 125 | 24-280 |  | RH08-F
Relpol | Control relays & monitoring | images/Control relays & monitoring/Control relays & monitoring2 | Single phase solid state relays | images/2617464 | 2617470 | RSR54-24D25 | RSR54 series | [8 empty] | 25 | 24-280 | 3-32 | RH19B
Relpol | Control relays & monitoring | images/Control relays & monitoring/Control relays & monitoring2 | Single phase solid state relays | images/2617464 | 2617471 | RSR54-24D40 | RSR54 series | [8 empty] | 40 | 24-280 | 3-32 | RH17A
Relpol | Control relays & monitoring | images/Control relays & monitoring/Control relays & monitoring2 | Single phase solid state relays | images/2617464 | 2617472 | RSR54-24D60 | RSR54 series | [8 empty] | 60 | 24-280 | 3-32 | RH16
Relpol | Control relays & monitoring | images/Control relays & monitoring/Control relays & monitoring2 | Single phase solid state relays | images/2617464 | 2617473 | RSR54-24D80 | RSR54 series | [8 empty] | 80 | 24-280 | 3-32 | RH08
Relpol | Control relays & monitoring | images/Control relays & monitoring/Control relays & monitoring2 | Single phase solid state relays | images/2617464 | 2617474 | RSR54-24D100 | RSR54 series | [8 empty] | 100 | 24-280 | 3-32 | RH08-F
Relpol | Control relays & monitoring | images/Control relays & monitoring/Control relays & monitoring2 | Single phase solid state relays | images/2617464 | 2617475 | RSR54-24D125 | RSR54 series | [8 empty] | 125 | 24-280 | 3-32 | RH08-F
Relpol | Control relays & monitoring | images/Control relays & monitoring/Control relays & monitoring2 | Three phase solid state relays | images/2615959 | 2615959 | RSR62-48A25 | RSR62 series | [6 empty] | 90-280 |  | 25 | 48-530 |  | RH08
Relpol | Control relays & monitoring | images/Control relays & monitoring/Control relays & monitoring2 | Three phase solid state relays | images/2615959 | 2615963 | RSR62-48A40 | RSR62 series | [6 empty] | 90-280 |  | 40 | 48-530 |  | RH08
Relpol | Control relays & monitoring | images/Control relays & monitoring/Control relays & monitoring2 | Three phase solid state relays | images/2615959 | 2615968 | RSR62-48A60 | RSR62 series | [6 empty] | 90-280 |  | 60 | 48-530 |  | RH08-F
Relpol | Control relays & monitoring | images/Control relays & monitoring/Control relays & monitoring2 | Three phase solid state relays | images/2615959 | 2615972 | RSR62-48A80 | RSR62 series | [6 empty] | 90-280 |  | 80 | 48-530 |  | RH08-F
Relpol | Control relays & monitoring | images/Control relays & monitoring/Control relays & monitoring2 | Three phase solid state relays | images/2615959 | 2615957 | RSR62-48D25 | RSR62 series | [8 empty] | 25 | 48-530 | 3-32 | RH08
Relpol | Control relays & monitoring | images/Control relays & monitoring/Control relays & monitoring2 | Three phase solid state relays | images/2615959 | 2615962 | RSR62-48D40 | RSR62 series | [8 empty] | 40 | 48-530 | 3-32 | RH08
Relpol | Control relays & monitoring | images/Control relays & monitoring/Control relays & monitoring2 | Three phase solid state relays | images/2615959 | 2615967 | RSR62-48D60 | RSR62 series | [8 empty] | 60 | 48-530 | 3-32 | RH08-F
Relpol | Control relays & monitoring | images/Control relays & monitoring/Control relays & monitoring2 | Three phase solid state relays | images/2615959 | 2615971 | RSR62-48D80 | RSR62 series | [8 empty] | 80 | 48-530 | 3-32 | RH08-F
Relpol | Control relays & monitoring | images/Control relays & monitoring/Control relays & monitoring2 | Heat sink | images/2616042 | 2616042 | RH19B | 80x50x50 mm R_th Rating 2.1 °C/W
Relpol | Control relays & monitoring | images/Control relays & monitoring/Control relays & monitoring2 | Heat sink | images/2616043 | 2616043 | RH17A | 70x50x69 mmR_th Rating1.9 °C/W
Relpol | Control relays & monitoring | images/Control relays & monitoring/Control relays & monitoring2 | Heat sink | images/2616049 | 2616049 | RH16 | 81x50x83 mmR_th Rating1.9 °C/W
Relpol | Control relays & monitoring | images/Control relays & monitoring/Control relays & monitoring2 | Heat sink | images/2616047 | 2616047 | RH08 | 106x110x96 mmR_th Rating0.8 °C/W
Relpol | Control relays & monitoring | images/Control relays & monitoring/Control relays & monitoring2 | Heat sink | images/2616048 | 2616048 | RH08-F | 106x140x96 mmR_th Rating0.35 °C/W
Relpol | Control relays & monitoring | images/Control relays & monitoring/Control relays & monitoring2 | Installation contactors RXC series | images/2617016 | 2617016 | RXC25-20-A230 | RXC-series Contactor | [6 empty] | 230 VAC | 2 N/O | 25 | 250 VAC
Relpol | Control relays & monitoring | images/Control relays & monitoring/Control relays & monitoring2 | Installation contactors RXC series | images/2617018 | 2617018 | RXC25-22-A230 | RXC-series Contactor | [6 empty] | 230 VAC | 2 N/O + 2 N/C | 25 | 250 VAC
Relpol | Control relays & monitoring | images/Control relays & monitoring/Control relays & monitoring2 | Installation contactors RXC series | images/2617020 | 2617020 | RXC25-31-A230 | RXC-series Contactor | [6 empty] | 230 VAC | 3 N/O + 1 N/C | 25 | 250 VAC
Relpol | Control relays & monitoring | images/Control relays & monitoring/Control relays & monitoring2 | Installation contactors RXC series | images/2617022 | 2617022 | RXC25-40-A230 | RXC-series Contactor | [6 empty] | 230 VAC | 4 N/O | 25 | 250 VAC
Relpol | Control relays & monitoring | images/Control relays & monitoring/Control relays & monitoring2 | Installation contactors RXC series | images/2617026 | 2617026 | RXC40-22-A230 | RXC-series Contactor | [6 empty] | 230 VAC | 2 N/O + 2 N/C | 40 | 250 VAC
Relpol | Control relays & monitoring | images/Control relays & monitoring/Control relays & monitoring2 | Installation contactors RXC series | images/2617028 | 2617028 | RXC40-31-A230 | RXC-series Contactor | [6 empty] | 230 VAC | 3 N/O + 1 N/C | 40 | 250 VAC
Relpol | Control relays & monitoring | images/Control relays & monitoring/Control relays & monitoring2 | Installation contactors RXC series | images/2617030 | 2617030 | RXC40-40-A230 | RXC-series Contactor | [6 empty] | 230 VAC | 4 N/O | 40 | 250 VAC
Relpol | Control relays & monitoring | images/Control relays & monitoring/Control relays & monitoring2 | Installation contactors RXC series | images/2617032 | 2617032 | RXC63-22-A230 | RXC-series Contactor | [6 empty] | 230 VAC | 2 N/O + 2 N/C | 63 | 250 VAC
Relpol | Control relays & monitoring | images/Control relays & monitoring/Control relays & monitoring2 | Installation contactors RXC series | images/2617034 | 2617034 | RXC63-31-A230 | RXC-series Contactor | [6 empty] | 230 VAC | 3 N/O + 1 N/C | 63 | 250 VAC
Relpol | Control relays & monitoring | images/Control relays & monitoring/Control relays & monitoring2 | Installation contactors RXC series | images/2617036 | 2617036 | RXC63-40-A230 | RXC-series Contactor | [6 empty] | 230 VAC | 4 N/O | 63 | 250 VAC
Relpol | Control relays & monitoring | images/Control relays & monitoring/Control relays & monitoring2 | Installation contactors RXC series | images/2617038 | 2617038 | RXC-AX-11 | Auxiliary | [7 empty] | 1 N/O + 1 N/C
Relpol | Control relays & monitoring | images/Control relays & monitoring/Control relays & monitoring2 | Installation contactors RXC series | images/2617039 | 2617039 | RXC-AX-20 | Auxiliary | [7 empty] | 2 N/O
Relpol | Control relays & monitoring | images/Control relays & monitoring/Control relays & monitoring2 | Schuko socket | images/2617104 | 2617104 | GSR-02 | Socket German Schuko type F. Plug-in sockets (AC power supply in 1-phase network). | [8 empty] | 16 | 250
Relpol | Control relays & monitoring | images/Control relays & monitoring/Control relays & monitoring2 | Indication lamps | images/863028 | 863028 | RLK-3K | Three-phase control lamp | [5 empty] | RYG |  |  |  | 400/230 VAC
Relpol | Control relays & monitoring | images/Control relays & monitoring/Control relays & monitoring2 | Indication lamps | images/863027 | 863027 | RLK-1G | Single-phase control lamp | [5 empty] | G |  |  |  | 130...260 VAC
Relpol | Control relays & monitoring | images/Control relays & monitoring/Control relays & monitoring2 | Indication lamps | images/863026 | 863026 | RLK-1R | Single-phase control lamp | [5 empty] | R |  |  |  | 130...260 VAC
Relpol | Control relays & monitoring | images/Control relays & monitoring/Control relays & monitoring2 | Indication lamps | images/863025 | 863025 | RLK-1Y | Single-phase control lamp | [5 empty] | Y |  |  |  | 130...260 VAC
Teknoware | Emergency lighting | images/Emergency lighting/Emergency lighting2 | Ziya emergency Lighting Self Contained with 3 hours battery backup, supply voltage 220-240 VAC & color 6000K | image/ESC0963L-NM | ESC0963L-NM | ESC0963L-NM | Spot light Led driver Battery 3.6V 4.5Ah Ni-Cad 3 hours | Emergency | Non-maintained | Recessed Ceiling | 3.1 | 20
Teknoware | Emergency lighting | images/Emergency lighting/Emergency lighting2 | Eco emergency Lighting Self Contained with 3 hours battery backup, supply voltage 220-240 VAC & color 6000K | image/ESC0941L | ESC0941L | ESC0941L | Fixture Battery 3.6V 1.5Ah Ni-Cad 3 hours | EXIT & Emergency | Maintained & Non-maintained | Surface Ceiling Wall | 3.2
Teknoware | Emergency lighting | images/Emergency lighting/Emergency lighting2 | Eco emergency Lighting Self Contained with 3 hours battery backup, supply voltage 220-240 VAC & color 6000K | image/ESC0941L-PR | ESC0941L-PR | ESC0941L-PR | Pictograms for ESC0941L - M Right arrow | Pictogram | Maintained | Surface Wall
Teknoware | Emergency lighting | images/Emergency lighting/Emergency lighting2 | Eco emergency Lighting Self Contained with 3 hours battery backup, supply voltage 220-240 VAC & color 6000K | image/ESC0941L-PR | ESC0941L-PL | ESC0941L-PL | Pictograms for ESC0941L - M Left arrow | Pictogram | Maintained | Surface Wall
Teknoware | Emergency lighting | images/Emergency lighting/Emergency lighting2 | Eco emergency Lighting Self Contained with 3 hours battery backup, supply voltage 220-240 VAC & color 6000K | image/ESC0941L-PR | ESC0941L-PD | ESC0941L-PD | Pictograms for ESC0941L - M Down arrow | Pictogram | Maintained | Surface Wall
Teknoware | Emergency lighting | images/Emergency lighting/Emergency lighting2 | Lior emergency Lighting Self Contained with 3 hours battery backup, supply voltage 220-240 VAC & color 6000K | image/ESC0913L-M | ESC0913L-M | ESC0913L-M | Fixture Battery Including right & left arrow pictograms 3.6V 0.8Ah Ni-Cad 3 hours | Exit | Maintained | Surface Ceiling Wall | 3 | 20
Teknoware | Emergency lighting | images/Emergency lighting/Emergency lighting2 | Lior emergency Lighting Self Contained with 3 hours battery backup, supply voltage 220-240 VAC & color 6000K | image/ESC0913L-RF | ESC0913L-RF | ESC0913L-RF | Recess bracket frame + Flag bracket for ESC0913L - M | Bracket | Maintained | Recessed Ceiling |  | 20
Teknoware | Emergency lighting | images/Emergency lighting/Emergency lighting2 | Lior emergency Lighting Self Contained with 3 hours battery backup, supply voltage 220-240 VAC & color 6000K | image/ESC0913L-PD | ESC0941L-PR | ESC0913L-PD | Pictograms for ESC0913L - M Down arrow | Pictogram | Maintained | Surface & Recessed
Teknoware | Emergency lighting | images/Emergency lighting/Emergency lighting2 | Aura emergency Lighting Self Contained with 3 hours battery backup, supply voltage 220-240 VAC & color 6000K | image/ESC0911L-M | ESC0911L-M | ESC0911L-M | Fixture Battery 3.6V 1.5Ah Ni-Cad 3 hours | EXIT & Emergency | Maintained & Non-maintained | Surface Ceiling Wall | 4 | 65 | 44.9143
Teknoware | Emergency lighting | images/Emergency lighting/Emergency lighting2 | Aura emergency Lighting Self Contained with 3 hours battery backup, supply voltage 220-240 VAC & color 6000K | image/ESC0911L-PR | ESC0941L-PR | ESC0911L-PR | Pictograms for ESC0911L - M Right arrow | Pictogram | Maintained | Surface Wall |  |  | 1.4286
Teknoware | Emergency lighting | images/Emergency lighting/Emergency lighting2 | Aura emergency Lighting Self Contained with 3 hours battery backup, supply voltage 220-240 VAC & color 6000K | image/ESC0911L-PL | ESC0941L-PR | ESC0911L-PL | Pictograms for ESC0911L - M Left arrow | Pictogram | Maintained | Surface Wall |  |  | 1.4286
Teknoware | Emergency lighting | images/Emergency lighting/Emergency lighting2 | Aura emergency Lighting Self Contained with 3 hours battery backup, supply voltage 220-240 VAC & color 6000K | image/ESC0911L-PD | ESC0941L-PR | ESC0911L-PD | Pictograms for ESC0911L - M Down arrow | Pictogram | Maintained | Surface Wall |  |  | 1.4286
Teknoware | Emergency lighting | images/Emergency lighting/Emergency lighting2 | Aura emergency Lighting Self Contained with 3 hours battery backup, supply voltage 220-240 VAC & color 6000K | image/ESC0911L-D | ESC0911L-D | ESC0911L-D | Diffuser for ESC0911L - M | Diffuser | Maintained | Surface Ceiling |  | 65 | 15.9184
Teknoware | Emergency lighting | images/Emergency lighting/Emergency lighting2 | Aura emergency Lighting Self Contained with 3 hours battery backup, supply voltage 220-240 VAC & color 6000K | image/ESC0911L-SR | ESC0911L-SR | ESC0911L-SR | Semi-recess mounting frame for ESC0911L - M | Bracket | Maintained | Semi-Recessed Ceiling |  | 65 | 23.2143
Teknoware | Emergency lighting | images/Emergency lighting/Emergency lighting2 | Aura emergency Lighting Self Contained with 3 hours battery backup, supply voltage 220-240 VAC & color 6000K | image/ESC0911L-PDR | ESC0941L-PR | ESC0911L-PDR | Pictograms for diffuser ESC0911L-M - Right arrow | Pictogram | Maintained | Surface Wall |  |  | 1.9643
Teknoware | Emergency lighting | images/Emergency lighting/Emergency lighting2 | Aura emergency Lighting Self Contained with 3 hours battery backup, supply voltage 220-240 VAC & color 6000K | image/ESC0911L-PDL | ESC0941L-PR | ESC0911L-PDL | Pictograms for diffuser ESC0911L-M - Left arrow | Pictogram | Maintained | Surface Wall |  |  | 1.9643
Teknoware | Emergency lighting | images/Emergency lighting/Emergency lighting2 | Aura emergency Lighting Self Contained with 3 hours battery backup, supply voltage 220-240 VAC & color 6000K | image/ESC0911L-PDD | ESC0941L-PR | ESC0911L-PDD | Pictograms for diffuser ESC0911L-M Down arrow | Pictogram | Maintained | Surface Wall |  |  | 1.9643